## Comparison with GWSP (hidden)
Comparison of freshwater withdrawals from this research and Flörke et al., per country
Country | GWSP [assumed that freshwater used at all power plants] |  | Research results
| Year | Water withdrawals [m3] | Year | Median freshwater withdrawals [m3]
Afghanistan | 2005 | 20661765 | 2015 | 265
Albania | 2005 | 8745004 | 2015 | 0
Algeria | 2005 | 2779516644 | 2015 | 8032546
Angola | 2005 | 51409804 | 2015 | 0
Argentina | 2005 | 6086315585 | 2015 | 2666335488
Armenia | 2005 | 530738804 | 2015 | 20061133
Australia | 2005 | 421944746 | 2015 | 2329541106
Austria | 2005 | 1825402760 | 2015 | 1121264300
Azerbaijan | 2005 | 2032530711 | 2015 | 588706116
Bahamas | 2005 | 245637562 | 2015 | 0
Bahrain | 2005 | 743058912 | 2015 | 0
Bangladesh | 2005 | 2008335283 | 2015 | 1346434015
Barbados | 2005 | 119793225 | 2015 | 0
Belarus | 2005 | 552299083 | 2015 | 1703645543
Belgium | 2005 | 4165389465 | 2015 | 172683278
Bolivia | 2005 | 388140304 | 2015 | 3258513
Bosnia and Herzegovina | 2005 | 721746674 | 2015 | 23667599
Botswana | 2005 | 120972426 | 2015 | 9711867
Brazil | 2005 | 4250819462 | 2015 | 373134507
Brunei Darussalam | 2005 | 406509733 | 2015 | 0
Bulgaria | 2005 | 4181744849 | 2015 | 2845245483
Ivory Coast | 2005 | 485044568 | 2015 | 0
Cambodia | 2005 | 104144883 | 2015 | 0
Cameroon | 2005 | 28884987 | 2015 | 1596
Canada | 2005 | 28736598826 | 2015 | 21876899955
Chile | 2005 | 1951892671 | 2015 | 131479370
China | 2005 | 62941859585 | 2015 | 42115058588
Colombia | 2005 | 1066039384 | 2015 | 502535180
Congo Republic | 2005 | 9805030 | 2015 | 0
Costa Rica | 2005 | 42557701 | 2015 | 0
Croatia | 2005 | 537840472 | 2015 | 35851622
Cuba | 2005 | 1853545853 | 2015 | 189585106
Cyprus | 2005 |  | 2015 | 0
Czech Republic | 2005 | 416898051 | 2015 | 244942977
Denmark | 2005 | 56717667 | 2015 | 350
Djibouti | 2005 | 31799994 | 2015 | 0
Dominican Republic | 2005 | 1024333431 | 2015 | 1705171
Ecuador | 2005 | 756724049 | 2015 | 153023428
Egypt | 2005 | 7703022788 | 2015 | 2854460794
El Salvador | 2005 | 218669993 | 2015 | 4574
Eritrea | 2005 | 35775011 | 2015 | 0
Estonia | 2005 | 1254709854 | 2015 | 5768
Finland | 2005 | 173998994 | 2015 | 521489469
France | 2005 | 18529544480 | 2015 | 11090787083
Gabon | 2005 | 99242455 | 2015 | 0
Georgia | 2005 | 174572828 | 2015 | 10196321
Germany | 2005 | 22470237309 | 2015 | 2960391467
Ghana | 2005 | 87226226 | 2015 | 0
Greece | 2005 | 104171502 | 2015 | 48026877
Guatemala | 2005 | 466679714 | 2015 | 6029816
Haiti | 2005 | 36305084 | 2015 | 0
Honduras | 2005 | 479252302 | 2015 | 4428195
Hungary | 2005 | 4250090729 | 2015 | 293699817
India | 2005 | 9471400584 | 2015 | 7939057160
Indonesia | 2005 | 8931055446 | 2015 | 1019457747
Iran | 2005 | 12919924321 | 2015 | 399252125
Iraq | 2005 | 3728543550 | 2015 | 152568891
Ireland | 2005 | 277032008 | 2015 | 312402
Israel | 2005 |  | 2015 | 7420163
Italy | 2005 | 9335534709 | 2015 | 1447433634
Jamaica | 2005 | 779110408 | 2015 | 0
Japan | 2005 | 4741354 | 2015 | 2826967500
Jordan | 2005 | 618234009 | 2015 | 1504628
Kazakhstan | 2005 | 4186178936 | 2015 | 1187833243
Kenya | 2005 | 184630082 | 2015 | 143527
Korea Democratic People's Republic | 2005 | 953320807 | 2015 | 1437074338
Korea Republic | 2005 | 7812119026 | 2015 | 1119657419
Kuwait | 2005 | 2681970443 | 2015 | 0
Kyrgyzstan | 2005 | 268576599 | 2015 | 151895879
Latvia | 2005 | 65801888 | 2015 | 0
Lebanon | 2005 | 869808366 | 2015 | 2693188
Liberia | 2005 | 17642640 | 2015 | 0
Lithuania | 2005 | 2095874945 | 2015 | 796056670
Luxembourg | 2005 | 217507243 | 2015 | 9693
Macedonia Republic | 2005 | 120245081 | 2015 | 18041176
Madagascar | 2005 | 46772532 | 2015 | 0
Malaysia | 2005 | 5017506559 | 2015 | 4631952
Malta | 2005 |  | 2015 | 0
Mauritania | 2005 | 43282556 | 2015 | 0
Mauritius | 2005 | 240683621 | 2015 | 0
Mexico | 2005 | 4121835072 | 2015 | 940792602
Republic of Moldova | 2005 | 464898547 | 2015 | 477007584
Mongolia | 2005 | 425855916 | 2015 | 11796035
Morocco | 2005 | 1957820411 | 2015 | 3078080
Mozambique | 2005 | 2650057 | 2015 | 18722
Myanmar | 2005 | 315369067 | 2015 | 871440
Namibia | 2005 | 2843665 | 2015 | 7561
Netherlands | 2005 | 6667940901 | 2015 | 745835036
New Zealand | 2005 | 1133661745 | 2015 | 19970346
Nicaragua | 2005 | 161520157 | 2015 | 3140862
Nigeria | 2005 | 1903503959 | 2015 | 708973332
Norway | 2005 | 83861829 | 2015 | 0
Oman | 2005 | 1399939001 | 2015 | 2232340
Pakistan | 2005 | 4845033699 | 2015 | 191093416
Panama | 2005 | 234812362 | 2015 | 0
Peru | 2005 | 839203022 | 2015 | 2720542
Philippines | 2005 | 2668031154 | 2015 | 226204608
Poland | 2005 | 6711144399 | 2015 | 3449278977
Portugal | 2005 | 1391213798 | 2015 | 13040957
Qatar | 2005 | 1514843936 | 2015 | 0
Reunion | 2005 | 61545704 | 2015 | 0
Romania | 2005 | 2237086487 | 2015 | 2006774708
Russian Federation | 2005 | 30162098807 | 2015 | 37918425862
Saint Lucia | 2005 | 40306540 | 2015 | 0
Saudi Arabia | 2005 | 14770428799 | 2015 | 65936702
Senegal | 2005 | 197432590 | 2015 | 2914
Serbia | 2005 | 3291034328 | 2015 | 2531480618
Singapore | 2005 | 997213432 | 2015 | 0
Slovakia | 2005 | 239635772 | 2015 | 125451674
Slovenia | 2005 | 685993406 | 2015 | 143368591
South Africa | 2005 | 385212146 | 2015 | 388012760
Spain | 2005 | 6265353770 | 2015 | 3257080690
Sri Lanka | 2005 | 677732912 | 2015 | 2381
Sudan | 2005 | 272138070 | 2015 | 13419238
Sweden | 2005 | 102999537 | 2015 | 89680441
Switzerland | 2005 | 1503031259 | 2015 | 1656796994
Syria | 2005 | 1802223550 | 2015 | 5526741
Taiwan | 2005 | 16501579895 | 2015 | 358138158
Tanzania | 2005 | 156614735 | 2015 | 2823
Thailand | 2005 | 7405382248 | 2015 | 129418169
Togo | 2005 | 14574981 | 2015 | 0
Trinidad and Tobago | 2005 | 816495925 | 2015 | 0
Tunisia | 2005 | 1159387765 | 2015 | 4299470
Turkey | 2005 | 2545353032 | 2015 | 3012131
Turkmenistan | 2005 | 1548283085 | 2015 | 837013948
Uganda | 2005 | 265003 | 2015 | 2880
Ukraine | 2005 | 3741075075 | 2015 | 9543782803
United Arab Emirates | 2005 | 4691549505 | 2015 | 621389
United Kingdom | 2005 | 6781966675 | 2015 | 150581036
United States | 2005 | 189065306000 | 2015 | 102386630678
Uruguay | 2005 | 97138155 | 2015 | 0
Uzbekistan | 2005 | 1237033172 | 2015 | 2305943171
Venezuela | 2005 | 2464891492 | 2015 | 36132233
Vietnam | 2005 | 2508808894 | 2015 | 1394247168
Yemen | 2005 | 412756444 | 2015 | 8969
Zambia | 2005 | 6889976 | 2015 | 8191
Zimbabwe | 2005 | 93483151 | 2015 | 20895712

## Metadata
Source | https://www.nature.com/articles/s41560-019-0501-4
Lohrmann, A., Farfan, J., Caldera, U. et al. Global scenarios for significant water use reduction in thermal power plants based on cooling water demand estimation using satellite imagery. Nat Energy 4, 1040–1048 (2019). https://doi.org/10.1038/s41560-019-0501-4

## water_abstraction_EU_EEA (hidden)
Downloaded from: https://www.eea.europa.eu/en/analysis/indicators/water-abstraction-by-source-and/water-abstraction-by-economic-sector
Sources | https://www.eea.europa.eu/en/datahub/datahubitem-view/a4324714-784a-4763-b8b9-b8939ead87fe?activeAccordion=1092906 | European Environment Agency (EEA) | Waterbase - Water Quantity, 2023
Geographical coverage | Cyprus, Portugal, Spain, Malta, Denmark, Iceland, Switzerland, Sweden, Netherlands, Austria, Belgium, Germany, Luxembourg, Ireland, TÃ¼rkiye, France, Liechtenstein, Slovakia, Czechia, Norway, Italy, Slovenia, Montenegro, Croatia, Bosnia and Herzegovina, Greece, Estonia, Latvia, Lithuania, Serbia, Finland, North Macedonia, Hungary, Bulgaria, Albania, Poland, Romania, Kosovo (UNSCR 1244/99)
Agriculture | Construction | Electricity cooling | Manufacturing | Mining and Quarrying | Public water supply | Year | ï»¿Country
[5 empty] | Country |  |  | Year | water abstraction (MCM)
1198.1 | [5 empty] | 2000 | Bulgaria
876.8 | [5 empty] | 2001 | Bulgaria
754 | [5 empty] | 2002 | Bulgaria
1106.3 | [5 empty] | 2003 | Bulgaria
909.9 | [5 empty] | 2004 | Bulgaria
711.5 | [5 empty] | 2005 | Bulgaria
886.5 | [5 empty] | 2006 | Bulgaria
1025.1 | [5 empty] | 2007 | Bulgaria
1019.5 | [5 empty] | 2008 | Bulgaria
1006.4 | [5 empty] | 2009 | Bulgaria
948.6 | [5 empty] | 2010 | Bulgaria
1059.4 | [5 empty] | 2011 | Bulgaria
959.9 | [5 empty] | 2012 | Bulgaria
835.7 | [5 empty] | 2013 | Bulgaria
737.8 | [5 empty] | 2014 | Bulgaria
838.6 | [5 empty] | 2015 | Bulgaria
918 | [5 empty] | 2016 | Bulgaria
847.9 | [5 empty] | 2017 | Bulgaria
737.1 | [5 empty] | 2018 | Bulgaria
812.9 | [5 empty] | 2019 | Bulgaria
771.1 | [5 empty] | 2020 | Bulgaria
771.1 | [5 empty] | 2021 | Bulgaria
771.1 | [5 empty] | 2022 | Bulgaria
2.1 |  |  |  |  | 2000 | Bulgaria
1.3 |  |  |  |  | 2001 | Bulgaria
2.2 |  |  |  |  | 2002 | Bulgaria
2.6 |  |  |  |  | 2003 | Bulgaria
1.7 |  |  |  |  | 2004 | Bulgaria
0 |  |  |  |  | 2005 | Bulgaria
0 |  |  |  |  | 2006 | Bulgaria
0 |  |  |  |  | 2007 | Bulgaria
0 |  |  |  |  | 2008 | Bulgaria
0 |  |  |  |  | 2009 | Bulgaria
0 |  |  |  |  | 2010 | Bulgaria
0 |  |  |  |  | 2011 | Bulgaria
0.8 |  |  |  |  | 2012 | Bulgaria
0.5 |  |  |  |  | 2013 | Bulgaria
0.9 |  |  |  |  | 2014 | Bulgaria
4.1 |  |  |  |  | 2015 | Bulgaria
0 |  |  |  |  | 2016 | Bulgaria
0 |  |  |  |  | 2017 | Bulgaria
0 |  |  |  |  | 2018 | Bulgaria
2.1 |  |  |  |  | 2019 | Bulgaria
0 |  |  |  |  | 2020 | Bulgaria
3.3 |  |  |  |  | 2021 | Bulgaria
0 |  |  |  |  | 2022 | Bulgaria
3227.9 |  |  |  | 2000 | Bulgaria |  |  | 2000 | 3227.9
3467.2 |  |  |  | 2001 | Bulgaria |  |  | 2001 | 3467.2
4388.6 |  |  |  | 2002 | Bulgaria |  |  | 2002 | 4388.6
4082.7 |  |  |  | 2003 | Bulgaria |  |  | 2003 | 4082.7
3804.2 |  |  |  | 2004 | Bulgaria |  |  | 2004 | 3804.2
3780.3 |  |  |  | 2005 | Bulgaria |  |  | 2005 | 3780.3
4153.7 |  |  |  | 2006 | Bulgaria |  |  | 2006 | 4153.7
3492.8 |  |  |  | 2007 | Bulgaria |  |  | 2007 | 3492.8
3741.1 |  |  |  | 2008 | Bulgaria |  |  | 2008 | 3741.1
3554.4 |  |  |  | 2009 | Bulgaria |  |  | 2009 | 3554.4
3491.1 |  |  |  | 2010 | Bulgaria |  |  | 2010 | 3491.1
3776.8 |  |  |  | 2011 | Bulgaria |  |  | 2011 | 3776.8
3269.8 |  |  |  | 2012 | Bulgaria |  |  | 2012 | 3269.8
3167.5 |  |  |  | 2013 | Bulgaria |  |  | 2013 | 3167.5
3223.1 |  |  |  | 2014 | Bulgaria |  |  | 2014 | 3223.1
3673.9 |  |  |  | 2015 | Bulgaria |  |  | 2015 | 3673.9
3668.9 |  |  |  | 2016 | Bulgaria |  |  | 2016 | 3668.9
3694.4 |  |  |  | 2017 | Bulgaria |  |  | 2017 | 3694.4
3607.7 |  |  |  | 2018 | Bulgaria |  |  | 2018 | 3607.7
3540.3 |  |  |  | 2019 | Bulgaria |  |  | 2019 | 3540.3
3285.4 |  |  |  | 2020 | Bulgaria |  |  | 2020 | 3285.4
3471.7 |  |  |  | 2021 | Bulgaria |  |  | 2021 | 3471.7
4181.9 |  |  |  | 2022 | Bulgaria |  |  | 2022 | 4181.9
399.9 |  |  | 2000 | Bulgaria
300.3 |  |  | 2001 | Bulgaria
279.1 |  |  | 2002 | Bulgaria
238 |  |  | 2003 | Bulgaria
230.2 |  |  | 2004 | Bulgaria
232.7 |  |  | 2005 | Bulgaria
237.3 |  |  | 2006 | Bulgaria
228.1 |  |  | 2007 | Bulgaria
218.4 |  |  | 2008 | Bulgaria
164.5 |  |  | 2009 | Bulgaria
154.2 |  |  | 2010 | Bulgaria
136.2 |  |  | 2011 | Bulgaria
125.6 |  |  | 2012 | Bulgaria
121 |  |  | 2013 | Bulgaria
122.6 |  |  | 2014 | Bulgaria
136.1 |  |  | 2015 | Bulgaria
124.3 |  |  | 2016 | Bulgaria
133.7 |  |  | 2017 | Bulgaria
130.8 |  |  | 2018 | Bulgaria
123.1 |  |  | 2019 | Bulgaria
118.8 |  |  | 2020 | Bulgaria
117.3 |  |  | 2021 | Bulgaria
194.5 |  |  | 2022 | Bulgaria
44.5 |  | 2000 | Bulgaria
32.2 |  | 2001 | Bulgaria
28.7 |  | 2002 | Bulgaria
23.8 |  | 2003 | Bulgaria
24.7 |  | 2004 | Bulgaria
27.3 |  | 2005 | Bulgaria
27.2 |  | 2006 | Bulgaria
27.8 |  | 2007 | Bulgaria
25.9 |  | 2008 | Bulgaria
19.9 |  | 2009 | Bulgaria
22 |  | 2010 | Bulgaria
20.3 |  | 2011 | Bulgaria
20.7 |  | 2012 | Bulgaria
23.1 |  | 2013 | Bulgaria
23.5 |  | 2014 | Bulgaria
16.4 |  | 2015 | Bulgaria
21.2 |  | 2016 | Bulgaria
22.4 |  | 2017 | Bulgaria
27.7 |  | 2018 | Bulgaria
25.7 |  | 2019 | Bulgaria
27.1 |  | 2020 | Bulgaria
30.3 |  | 2021 | Bulgaria
0 |  | 2022 | Bulgaria
1178 | 2000 | Bulgaria
1075.4 | 2001 | Bulgaria
1057.1 | 2002 | Bulgaria
1048.3 | 2003 | Bulgaria
997.4 | 2004 | Bulgaria
981.3 | 2005 | Bulgaria
1026.4 | 2006 | Bulgaria
1026.4 | 2007 | Bulgaria
1016.2 | 2008 | Bulgaria
978.4 | 2009 | Bulgaria
929.4 | 2010 | Bulgaria
916.6 | 2011 | Bulgaria
933.8 | 2012 | Bulgaria
911.3 | 2013 | Bulgaria
856.1 | 2014 | Bulgaria
869.4 | 2015 | Bulgaria
875.4 | 2016 | Bulgaria
882 | 2017 | Bulgaria
841.3 | 2018 | Bulgaria
843.3 | 2019 | Bulgaria
815.3 | 2020 | Bulgaria
833.7 | 2021 | Bulgaria
871.1 | 2022 | Bulgaria
912.9 | [5 empty] | 2000 | Albania
830.9 | [5 empty] | 2001 | Albania
776.8 | [5 empty] | 2002 | Albania
748.4 | [5 empty] | 2003 | Albania
686.3 | [5 empty] | 2004 | Albania
711.4 | [5 empty] | 2005 | Albania
681 | [5 empty] | 2006 | Albania
609.7 | [5 empty] | 2007 | Albania
732.9 | [5 empty] | 2008 | Albania
700 | [5 empty] | 2009 | Albania
671 | [5 empty] | 2010 | Albania
817.9 | [5 empty] | 2011 | Albania
754.8 | [5 empty] | 2012 | Albania
710.4 | [5 empty] | 2013 | Albania
668.4 | [5 empty] | 2014 | Albania
660.9 | [5 empty] | 2015 | Albania
722.7 | [5 empty] | 2016 | Albania
699.5 | [5 empty] | 2017 | Albania
653.1 | [5 empty] | 2018 | Albania
620.3 | [5 empty] | 2019 | Albania
545.4 | [5 empty] | 2020 | Albania
564.3 | [5 empty] | 2021 | Albania
567.4 | [5 empty] | 2022 | Albania
0 |  |  |  |  | 2000 | Albania
0 |  |  |  |  | 2001 | Albania
0 |  |  |  |  | 2002 | Albania
0 |  |  |  |  | 2003 | Albania
0 |  |  |  |  | 2004 | Albania
0 |  |  |  |  | 2005 | Albania
0 |  |  |  |  | 2006 | Albania
0 |  |  |  |  | 2007 | Albania
0 |  |  |  |  | 2008 | Albania
0 |  |  |  |  | 2009 | Albania
0 |  |  |  |  | 2010 | Albania
0 |  |  |  |  | 2011 | Albania
0 |  |  |  |  | 2012 | Albania
0 |  |  |  |  | 2013 | Albania
0 |  |  |  |  | 2014 | Albania
0 |  |  |  |  | 2015 | Albania
0 |  |  |  |  | 2016 | Albania
0.1 |  |  |  |  | 2017 | Albania
0.1 |  |  |  |  | 2018 | Albania
0.2 |  |  |  |  | 2019 | Albania
1.3 |  |  |  |  | 2020 | Albania
1.2 |  |  |  |  | 2021 | Albania
1.4 |  |  |  |  | 2022 | Albania
30.1 |  |  |  | 2000 | Albania
13.7 |  |  |  | 2001 | Albania
25 |  |  |  | 2002 | Albania
34.8 |  |  |  | 2003 | Albania
30.5 |  |  |  | 2004 | Albania
33.6 |  |  |  | 2005 | Albania
2.4 |  |  |  | 2006 | Albania
4.4 |  |  |  | 2007 | Albania
4.5 |  |  |  | 2008 | Albania
6 |  |  |  | 2009 | Albania
17.7 |  |  |  | 2010 | Albania
4.3 |  |  |  | 2011 | Albania
4.5 |  |  |  | 2012 | Albania
7.8 |  |  |  | 2013 | Albania
15.2 |  |  |  | 2014 | Albania
18.9 |  |  |  | 2015 | Albania
18.9 |  |  |  | 2016 | Albania
0 |  |  |  | 2017 | Albania
0.1 |  |  |  | 2018 | Albania
0.1 |  |  |  | 2019 | Albania
0.1 |  |  |  | 2020 | Albania
0 |  |  |  | 2021 | Albania
0 |  |  |  | 2022 | Albania
227.4 |  |  | 2000 | Albania
227.4 |  |  | 2001 | Albania
227.4 |  |  | 2002 | Albania
213 |  |  | 2003 | Albania
219.9 |  |  | 2004 | Albania
231.8 |  |  | 2005 | Albania
231.6 |  |  | 2006 | Albania
272.6 |  |  | 2007 | Albania
296.5 |  |  | 2008 | Albania
329 |  |  | 2009 | Albania
378.4 |  |  | 2010 | Albania
424.8 |  |  | 2011 | Albania
402.2 |  |  | 2012 | Albania
370.9 |  |  | 2013 | Albania
370.9 |  |  | 2014 | Albania
370.9 |  |  | 2015 | Albania
371 |  |  | 2016 | Albania
4.6 |  |  | 2017 | Albania
4 |  |  | 2018 | Albania
3.6 |  |  | 2019 | Albania
3.3 |  |  | 2020 | Albania
3.1 |  |  | 2021 | Albania
3.3 |  |  | 2022 | Albania
0 |  | 2000 | Albania
0 |  | 2001 | Albania
0 |  | 2002 | Albania
0 |  | 2003 | Albania
0 |  | 2004 | Albania
0 |  | 2005 | Albania
0 |  | 2006 | Albania
0 |  | 2007 | Albania
0 |  | 2008 | Albania
0 |  | 2009 | Albania
0 |  | 2010 | Albania
0 |  | 2011 | Albania
0 |  | 2012 | Albania
0 |  | 2013 | Albania
0 |  | 2014 | Albania
0 |  | 2015 | Albania
0 |  | 2016 | Albania
11 |  | 2017 | Albania
11.1 |  | 2018 | Albania
10.6 |  | 2019 | Albania
10.9 |  | 2020 | Albania
6.3 |  | 2021 | Albania
6.6 |  | 2022 | Albania
550.4 | 2000 | Albania
597.1 | 2001 | Albania
626.5 | 2002 | Albania
633.1 | 2003 | Albania
612.2 | 2004 | Albania
561.3 | 2005 | Albania
484.7 | 2006 | Albania
415.8 | 2007 | Albania
359.6 | 2008 | Albania
408.1 | 2009 | Albania
381.6 | 2010 | Albania
367.7 | 2011 | Albania
294 | 2012 | Albania
275 | 2013 | Albania
275 | 2014 | Albania
277.7 | 2015 | Albania
288.1 | 2016 | Albania
373 | 2017 | Albania
287.9 | 2018 | Albania
249.3 | 2019 | Albania
221.7 | 2020 | Albania
190.2 | 2021 | Albania
190.8 | 2022 | Albania
100 | [5 empty] | 2000 | Austria
100 | [5 empty] | 2001 | Austria
100 | [5 empty] | 2002 | Austria
100 | [5 empty] | 2003 | Austria
100 | [5 empty] | 2004 | Austria
100 | [5 empty] | 2005 | Austria
100 | [5 empty] | 2006 | Austria
100 | [5 empty] | 2007 | Austria
100 | [5 empty] | 2008 | Austria
100 | [5 empty] | 2009 | Austria
100 | [5 empty] | 2010 | Austria
100 | [5 empty] | 2011 | Austria
100 | [5 empty] | 2012 | Austria
100 | [5 empty] | 2013 | Austria
100 | [5 empty] | 2014 | Austria
100 | [5 empty] | 2015 | Austria
100 | [5 empty] | 2016 | Austria
100 | [5 empty] | 2017 | Austria
100 | [5 empty] | 2018 | Austria
100 | [5 empty] | 2019 | Austria
100 | [5 empty] | 2020 | Austria
100 | [5 empty] | 2021 | Austria
100 | [5 empty] | 2022 | Austria
1629.4 |  |  |  | 2000 | Austria |  |  | 2000 | 1629.4
1844.1 |  |  |  | 2001 | Austria |  |  | 2001 | 1844.1
1830.8 |  |  |  | 2002 | Austria |  |  | 2002 | 1830.8
1570.9 |  |  |  | 2003 | Austria |  |  | 2003 | 1570.9
1674.7 |  |  |  | 2004 | Austria |  |  | 2004 | 1674.7
1744.7 |  |  |  | 2005 | Austria |  |  | 2005 | 1744.7
1688.8 |  |  |  | 2006 | Austria |  |  | 2006 | 1688.8
1701.4 |  |  |  | 2007 | Austria |  |  | 2007 | 1701.4
1752 |  |  |  | 2008 | Austria |  |  | 2008 | 1752
1803.7 |  |  |  | 2009 | Austria |  |  | 2009 | 1803.7
1856.9 |  |  |  | 2010 | Austria |  |  | 2010 | 1856.9
1718 |  |  |  | 2011 | Austria |  |  | 2011 | 1718
1895.3 |  |  |  | 2012 | Austria |  |  | 2012 | 1895.3
1783.4 |  |  |  | 2013 | Austria |  |  | 2013 | 1783.4
1708.4 |  |  |  | 2014 | Austria |  |  | 2014 | 1708.4
1704.7 |  |  |  | 2015 | Austria |  |  | 2015 | 1704.7
1702.3 |  |  |  | 2016 | Austria |  |  | 2016 | 1702.3
1783.5 |  |  |  | 2017 | Austria |  |  | 2017 | 1783.5
1171.6 |  |  |  | 2018 | Austria |  |  | 2018 | 1171.6
1221.4 |  |  |  | 2019 | Austria |  |  | 2019 | 1221.4
1615.4 |  |  |  | 2020 | Austria |  |  | 2020 | 1615.4
1495.1 |  |  |  | 2021 | Austria |  |  | 2021 | 1495.1
1529.5 |  |  |  | 2022 | Austria |  |  | 2022 | 1529.5
1259.2 |  |  | 2000 | Austria
1239.5 |  |  | 2001 | Austria
1220.2 |  |  | 2002 | Austria
1242.2 |  |  | 2003 | Austria
1317.9 |  |  | 2004 | Austria
1368 |  |  | 2005 | Austria
1465.1 |  |  | 2006 | Austria
1557.4 |  |  | 2007 | Austria
1657.1 |  |  | 2008 | Austria
1433.4 |  |  | 2009 | Austria
1526.5 |  |  | 2010 | Austria
1627.3 |  |  | 2011 | Austria
1628.9 |  |  | 2012 | Austria
1643.6 |  |  | 2013 | Austria
1665 |  |  | 2014 | Austria
1708.3 |  |  | 2015 | Austria
1708 |  |  | 2016 | Austria
1708 |  |  | 2017 | Austria
1781.5 |  |  | 2018 | Austria
0 |  |  | 2019 | Austria
1480.4 |  |  | 2020 | Austria
1721.3 |  |  | 2021 | Austria
1544.2 |  |  | 2022 | Austria
0 |  | 2000 | Austria
0 |  | 2001 | Austria
0 |  | 2002 | Austria
0 |  | 2003 | Austria
0 |  | 2004 | Austria
0 |  | 2005 | Austria
0 |  | 2006 | Austria
0 |  | 2007 | Austria
0 |  | 2008 | Austria
0 |  | 2009 | Austria
0 |  | 2010 | Austria
0 |  | 2011 | Austria
0 |  | 2012 | Austria
0 |  | 2013 | Austria
0 |  | 2014 | Austria
0 |  | 2015 | Austria
0 |  | 2016 | Austria
0 |  | 2017 | Austria
0 |  | 2018 | Austria
0 |  | 2019 | Austria
0 |  | 2020 | Austria
0 |  | 2021 | Austria
0 |  | 2022 | Austria
587.7 | 2000 | Austria
583 | 2001 | Austria
578 | 2002 | Austria
572.6 | 2003 | Austria
567 | 2004 | Austria
561 | 2005 | Austria
554.7 | 2006 | Austria
548.1 | 2007 | Austria
608 | 2008 | Austria
646.7 | 2009 | Austria
685.6 | 2010 | Austria
691.1 | 2011 | Austria
696.6 | 2012 | Austria
702.2 | 2013 | Austria
707.7 | 2014 | Austria
713.2 | 2015 | Austria
688.9 | 2016 | Austria
706.1 | 2017 | Austria
719 | 2018 | Austria
611 | 2019 | Austria
674.6 | 2020 | Austria
677 | 2021 | Austria
680.5 | 2022 | Austria
12.8 | [5 empty] | 2000 | Bosnia and Herzegovina
12.8 | [5 empty] | 2001 | Bosnia and Herzegovina
12.8 | [5 empty] | 2002 | Bosnia and Herzegovina
13.6 | [5 empty] | 2003 | Bosnia and Herzegovina
12.8 | [5 empty] | 2004 | Bosnia and Herzegovina
12.8 | [5 empty] | 2005 | Bosnia and Herzegovina
12.6 | [5 empty] | 2006 | Bosnia and Herzegovina
14.5 | [5 empty] | 2007 | Bosnia and Herzegovina
12.3 | [5 empty] | 2008 | Bosnia and Herzegovina
12.4 | [5 empty] | 2009 | Bosnia and Herzegovina
11.9 | [5 empty] | 2010 | Bosnia and Herzegovina
16.3 | [5 empty] | 2011 | Bosnia and Herzegovina
16.2 | [5 empty] | 2012 | Bosnia and Herzegovina
15.8 | [5 empty] | 2013 | Bosnia and Herzegovina
14.6 | [5 empty] | 2014 | Bosnia and Herzegovina
15.1 | [5 empty] | 2015 | Bosnia and Herzegovina
19.2 | [5 empty] | 2016 | Bosnia and Herzegovina
20.8 | [5 empty] | 2017 | Bosnia and Herzegovina
20.2 | [5 empty] | 2018 | Bosnia and Herzegovina
20.4 | [5 empty] | 2019 | Bosnia and Herzegovina
18.9 | [5 empty] | 2020 | Bosnia and Herzegovina
19.6 | [5 empty] | 2021 | Bosnia and Herzegovina
20 | [5 empty] | 2022 | Bosnia and Herzegovina
0 |  |  |  | 2000 | Bosnia and Herzegovina
0 |  |  |  | 2001 | Bosnia and Herzegovina
0 |  |  |  | 2002 | Bosnia and Herzegovina
0 |  |  |  | 2003 | Bosnia and Herzegovina
0 |  |  |  | 2004 | Bosnia and Herzegovina
0 |  |  |  | 2005 | Bosnia and Herzegovina
0 |  |  |  | 2006 | Bosnia and Herzegovina
0 |  |  |  | 2007 | Bosnia and Herzegovina
0 |  |  |  | 2008 | Bosnia and Herzegovina
0 |  |  |  | 2009 | Bosnia and Herzegovina
0 |  |  |  | 2010 | Bosnia and Herzegovina
0 |  |  |  | 2011 | Bosnia and Herzegovina
0 |  |  |  | 2012 | Bosnia and Herzegovina
0 |  |  |  | 2013 | Bosnia and Herzegovina
0 |  |  |  | 2014 | Bosnia and Herzegovina
0 |  |  |  | 2015 | Bosnia and Herzegovina
0 |  |  |  | 2016 | Bosnia and Herzegovina
0 |  |  |  | 2017 | Bosnia and Herzegovina
0 |  |  |  | 2018 | Bosnia and Herzegovina
0 |  |  |  | 2019 | Bosnia and Herzegovina
1910.5 |  |  |  | 2020 | Bosnia and Herzegovina
1926 |  |  |  | 2021 | Bosnia and Herzegovina
1806.1 |  |  |  | 2022 | Bosnia and Herzegovina
0 |  |  | 2000 | Bosnia and Herzegovina
0 |  |  | 2001 | Bosnia and Herzegovina
0 |  |  | 2002 | Bosnia and Herzegovina
0 |  |  | 2003 | Bosnia and Herzegovina
0 |  |  | 2004 | Bosnia and Herzegovina
0 |  |  | 2005 | Bosnia and Herzegovina
0 |  |  | 2006 | Bosnia and Herzegovina
0 |  |  | 2007 | Bosnia and Herzegovina
0 |  |  | 2008 | Bosnia and Herzegovina
75.3 |  |  | 2009 | Bosnia and Herzegovina
80.1 |  |  | 2010 | Bosnia and Herzegovina
79.5 |  |  | 2011 | Bosnia and Herzegovina
67.2 |  |  | 2012 | Bosnia and Herzegovina
80.3 |  |  | 2013 | Bosnia and Herzegovina
65.8 |  |  | 2014 | Bosnia and Herzegovina
66.2 |  |  | 2015 | Bosnia and Herzegovina
66.9 |  |  | 2016 | Bosnia and Herzegovina
71.7 |  |  | 2017 | Bosnia and Herzegovina
70.9 |  |  | 2018 | Bosnia and Herzegovina
71 |  |  | 2019 | Bosnia and Herzegovina
70.1 |  |  | 2020 | Bosnia and Herzegovina
61.8 |  |  | 2021 | Bosnia and Herzegovina
60.7 |  |  | 2022 | Bosnia and Herzegovina
0 |  | 2000 | Bosnia and Herzegovina
0 |  | 2001 | Bosnia and Herzegovina
0 |  | 2002 | Bosnia and Herzegovina
0 |  | 2003 | Bosnia and Herzegovina
0 |  | 2004 | Bosnia and Herzegovina
0 |  | 2005 | Bosnia and Herzegovina
0 |  | 2006 | Bosnia and Herzegovina
0 |  | 2007 | Bosnia and Herzegovina
0 |  | 2008 | Bosnia and Herzegovina
0 |  | 2009 | Bosnia and Herzegovina
0 |  | 2010 | Bosnia and Herzegovina
0 |  | 2011 | Bosnia and Herzegovina
16.1 |  | 2012 | Bosnia and Herzegovina
21.2 |  | 2013 | Bosnia and Herzegovina
15.3 |  | 2014 | Bosnia and Herzegovina
16 |  | 2015 | Bosnia and Herzegovina
16.1 |  | 2016 | Bosnia and Herzegovina
10.6 |  | 2017 | Bosnia and Herzegovina
9.7 |  | 2018 | Bosnia and Herzegovina
9.2 |  | 2019 | Bosnia and Herzegovina
11.4 |  | 2020 | Bosnia and Herzegovina
8.6 |  | 2021 | Bosnia and Herzegovina
8.7 |  | 2022 | Bosnia and Herzegovina
349 | 2000 | Bosnia and Herzegovina
347 | 2001 | Bosnia and Herzegovina
345 | 2002 | Bosnia and Herzegovina
344 | 2003 | Bosnia and Herzegovina
338.1 | 2004 | Bosnia and Herzegovina
334.1 | 2005 | Bosnia and Herzegovina
344.5 | 2006 | Bosnia and Herzegovina
342.2 | 2007 | Bosnia and Herzegovina
335.6 | 2008 | Bosnia and Herzegovina
339.2 | 2009 | Bosnia and Herzegovina
340.4 | 2010 | Bosnia and Herzegovina
329.9 | 2011 | Bosnia and Herzegovina
328.7 | 2012 | Bosnia and Herzegovina
327.8 | 2013 | Bosnia and Herzegovina
319.5 | 2014 | Bosnia and Herzegovina
320.6 | 2015 | Bosnia and Herzegovina
326.2 | 2016 | Bosnia and Herzegovina
326.7 | 2017 | Bosnia and Herzegovina
319.9 | 2018 | Bosnia and Herzegovina
311.9 | 2019 | Bosnia and Herzegovina
308.7 | 2020 | Bosnia and Herzegovina
313.9 | 2021 | Bosnia and Herzegovina
339.3 | 2022 | Bosnia and Herzegovina
50.6 | [5 empty] | 2000 | Belgium
51.5 | [5 empty] | 2001 | Belgium
56.6 | [5 empty] | 2002 | Belgium
52.5 | [5 empty] | 2003 | Belgium
50.7 | [5 empty] | 2004 | Belgium
46.2 | [5 empty] | 2005 | Belgium
54.6 | [5 empty] | 2006 | Belgium
55 | [5 empty] | 2007 | Belgium
50.4 | [5 empty] | 2008 | Belgium
51.8 | [5 empty] | 2009 | Belgium
51.7 | [5 empty] | 2010 | Belgium
50.9 | [5 empty] | 2011 | Belgium
55.3 | [5 empty] | 2012 | Belgium
59.2 | [5 empty] | 2013 | Belgium
66.5 | [5 empty] | 2014 | Belgium
58.8 | [5 empty] | 2015 | Belgium
49.9 | [5 empty] | 2016 | Belgium
56.3 | [5 empty] | 2017 | Belgium
65.5 | [5 empty] | 2018 | Belgium
59.2 | [5 empty] | 2019 | Belgium
64 | [5 empty] | 2020 | Belgium
62.9 | [5 empty] | 2021 | Belgium
62.9 | [5 empty] | 2022 | Belgium
215.1 |  |  |  |  | 2000 | Belgium
273.9 |  |  |  |  | 2001 | Belgium
368.5 |  |  |  |  | 2002 | Belgium
368.7 |  |  |  |  | 2003 | Belgium
372.9 |  |  |  |  | 2004 | Belgium
110.8 |  |  |  |  | 2005 | Belgium
98.1 |  |  |  |  | 2006 | Belgium
104.3 |  |  |  |  | 2007 | Belgium
22.6 |  |  |  |  | 2008 | Belgium
26.3 |  |  |  |  | 2009 | Belgium
0.9 |  |  |  |  | 2010 | Belgium
1.3 |  |  |  |  | 2011 | Belgium
5.6 |  |  |  |  | 2012 | Belgium
4.8 |  |  |  |  | 2013 | Belgium
4.7 |  |  |  |  | 2014 | Belgium
4.9 |  |  |  |  | 2015 | Belgium
5.3 |  |  |  |  | 2016 | Belgium
5 |  |  |  |  | 2017 | Belgium
0.1 |  |  |  |  | 2018 | Belgium
0.1 |  |  |  |  | 2019 | Belgium
0 |  |  |  |  | 2020 | Belgium
0 |  |  |  |  | 2021 | Belgium
0 |  |  |  |  | 2022 | Belgium
5093.1 |  |  |  | 2000 | Belgium |  |  | 2000 | 5093.1
4634 |  |  |  | 2001 | Belgium |  |  | 2001 | 4634
4388.4 |  |  |  | 2002 | Belgium |  |  | 2002 | 4388.4
4283.5 |  |  |  | 2003 | Belgium |  |  | 2003 | 4283.5
4177.4 |  |  |  | 2004 | Belgium |  |  | 2004 | 4177.4
4236.2 |  |  |  | 2005 | Belgium |  |  | 2005 | 4236.2
4296 |  |  |  | 2006 | Belgium |  |  | 2006 | 4296
4154.7 |  |  |  | 2007 | Belgium |  |  | 2007 | 4154.7
4170.1 |  |  |  | 2008 | Belgium |  |  | 2008 | 4170.1
4178.2 |  |  |  | 2009 | Belgium |  |  | 2009 | 4178.2
3522 |  |  |  | 2010 | Belgium |  |  | 2010 | 3522
3382.6 |  |  |  | 2011 | Belgium |  |  | 2011 | 3382.6
3384.4 |  |  |  | 2012 | Belgium |  |  | 2012 | 3384.4
2970 |  |  |  | 2013 | Belgium |  |  | 2013 | 2970
2652.8 |  |  |  | 2014 | Belgium |  |  | 2014 | 2652.8
2163 |  |  |  | 2015 | Belgium |  |  | 2015 | 2163
2834.5 |  |  |  | 2016 | Belgium |  |  | 2016 | 2834.5
2497.2 |  |  |  | 2017 | Belgium |  |  | 2017 | 2497.2
2239.7 |  |  |  | 2018 | Belgium |  |  | 2018 | 2239.7
2604.9 |  |  |  | 2019 | Belgium |  |  | 2019 | 2604.9
2134.4 |  |  |  | 2020 | Belgium |  |  | 2020 | 2134.4
2256.5 |  |  |  | 2021 | Belgium |  |  | 2021 | 2256.5
3302.7 |  |  |  | 2022 | Belgium |  |  | 2022 | 3302.7
1527.6 |  |  | 2000 | Belgium
1402.5 |  |  | 2001 | Belgium
1370.6 |  |  | 2002 | Belgium
1408.9 |  |  | 2003 | Belgium
1348 |  |  | 2004 | Belgium
1253.5 |  |  | 2005 | Belgium
1335.7 |  |  | 2006 | Belgium
1258.6 |  |  | 2007 | Belgium
1215.9 |  |  | 2008 | Belgium
1089.9 |  |  | 2009 | Belgium
1164.1 |  |  | 2010 | Belgium
1141.6 |  |  | 2011 | Belgium
1122.7 |  |  | 2012 | Belgium
1025.8 |  |  | 2013 | Belgium
1036.6 |  |  | 2014 | Belgium
954 |  |  | 2015 | Belgium
957 |  |  | 2016 | Belgium
1041.8 |  |  | 2017 | Belgium
1022.9 |  |  | 2018 | Belgium
980.9 |  |  | 2019 | Belgium
968 |  |  | 2020 | Belgium
1049.2 |  |  | 2021 | Belgium
1653.9 |  |  | 2022 | Belgium
33.1 |  | 2000 | Belgium
30.5 |  | 2001 | Belgium
33.2 |  | 2002 | Belgium
22 |  | 2003 | Belgium
37.7 |  | 2004 | Belgium
30.7 |  | 2005 | Belgium
35.8 |  | 2006 | Belgium
37.5 |  | 2007 | Belgium
41.1 |  | 2008 | Belgium
41.8 |  | 2009 | Belgium
39.9 |  | 2010 | Belgium
40.5 |  | 2011 | Belgium
39.7 |  | 2012 | Belgium
38.7 |  | 2013 | Belgium
37.7 |  | 2014 | Belgium
38.7 |  | 2015 | Belgium
39.9 |  | 2016 | Belgium
39.4 |  | 2017 | Belgium
42.1 |  | 2018 | Belgium
44.8 |  | 2019 | Belgium
43.5 |  | 2020 | Belgium
43.5 |  | 2021 | Belgium
0 |  | 2022 | Belgium
727.6 | 2000 | Belgium
720.9 | 2001 | Belgium
726 | 2002 | Belgium
735.6 | 2003 | Belgium
723.5 | 2004 | Belgium
720.3 | 2005 | Belgium
720.9 | 2006 | Belgium
709.3 | 2007 | Belgium
699.6 | 2008 | Belgium
709.3 | 2009 | Belgium
715.2 | 2010 | Belgium
735.4 | 2011 | Belgium
724.9 | 2012 | Belgium
733.6 | 2013 | Belgium
720.8 | 2014 | Belgium
739.5 | 2015 | Belgium
728.1 | 2016 | Belgium
736.7 | 2017 | Belgium
747.1 | 2018 | Belgium
743.1 | 2019 | Belgium
757.5 | 2020 | Belgium
853.1 | 2021 | Belgium
740.2 | 2022 | Belgium
236.1 | [5 empty] | 2000 | Switzerland
246.3 | [5 empty] | 2001 | Switzerland
251 | [5 empty] | 2002 | Switzerland
395.1 | [5 empty] | 2003 | Switzerland
280.2 | [5 empty] | 2004 | Switzerland
303.8 | [5 empty] | 2005 | Switzerland
374 | [5 empty] | 2006 | Switzerland
291.4 | [5 empty] | 2007 | Switzerland
269.6 | [5 empty] | 2008 | Switzerland
245.4 | [5 empty] | 2009 | Switzerland
249.1 | [5 empty] | 2010 | Switzerland
164.1 | [5 empty] | 2011 | Switzerland
160.4 | [5 empty] | 2012 | Switzerland
256.4 | [5 empty] | 2013 | Switzerland
143.6 | [5 empty] | 2014 | Switzerland
243.9 | [5 empty] | 2015 | Switzerland
192.1 | [5 empty] | 2016 | Switzerland
221.4 | [5 empty] | 2017 | Switzerland
166.2 | [5 empty] | 2018 | Switzerland
165 | [5 empty] | 2019 | Switzerland
186.9 | [5 empty] | 2020 | Switzerland
202.3 | [5 empty] | 2021 | Switzerland
168 | [5 empty] | 2022 | Switzerland
0 |  |  |  |  | 2000 | Switzerland
0 |  |  |  |  | 2001 | Switzerland
0 |  |  |  |  | 2002 | Switzerland
0 |  |  |  |  | 2003 | Switzerland
0 |  |  |  |  | 2004 | Switzerland
0 |  |  |  |  | 2005 | Switzerland
0 |  |  |  |  | 2006 | Switzerland
0 |  |  |  |  | 2007 | Switzerland
0 |  |  |  |  | 2008 | Switzerland
0 |  |  |  |  | 2009 | Switzerland
0 |  |  |  |  | 2010 | Switzerland
0 |  |  |  |  | 2011 | Switzerland
2.2 |  |  |  |  | 2012 | Switzerland
0 |  |  |  |  | 2013 | Switzerland
0 |  |  |  |  | 2014 | Switzerland
0 |  |  |  |  | 2015 | Switzerland
0 |  |  |  |  | 2016 | Switzerland
0 |  |  |  |  | 2017 | Switzerland
0 |  |  |  |  | 2018 | Switzerland
0 |  |  |  |  | 2019 | Switzerland
0 |  |  |  |  | 2020 | Switzerland
0 |  |  |  |  | 2021 | Switzerland
0 |  |  |  |  | 2022 | Switzerland
36.5 |  |  |  | 2000 | Switzerland
38.8 |  |  |  | 2001 | Switzerland
37.8 |  |  |  | 2002 | Switzerland
38 |  |  |  | 2003 | Switzerland
38.1 |  |  |  | 2004 | Switzerland
37.9 |  |  |  | 2005 | Switzerland
1682 |  |  |  | 2006 | Switzerland
37.6 |  |  |  | 2007 | Switzerland
39.1 |  |  |  | 2008 | Switzerland
39.4 |  |  |  | 2009 | Switzerland
38.3 |  |  |  | 2010 | Switzerland
37 |  |  |  | 2011 | Switzerland
37.4 |  |  |  | 2012 | Switzerland
39 |  |  |  | 2013 | Switzerland
36.6 |  |  |  | 2014 | Switzerland
35.8 |  |  |  | 2015 | Switzerland
36.5 |  |  |  | 2016 | Switzerland
0 |  |  |  | 2017 | Switzerland
0 |  |  |  | 2018 | Switzerland
0 |  |  |  | 2019 | Switzerland
0 |  |  |  | 2020 | Switzerland
0 |  |  |  | 2021 | Switzerland
0 |  |  |  | 2022 | Switzerland
172 |  |  | 2000 | Switzerland
174 |  |  | 2001 | Switzerland
190 |  |  | 2002 | Switzerland
158 |  |  | 2003 | Switzerland
179 |  |  | 2004 | Switzerland
172 |  |  | 2005 | Switzerland
490 |  |  | 2006 | Switzerland
155.4 |  |  | 2007 | Switzerland
171 |  |  | 2008 | Switzerland
191 |  |  | 2009 | Switzerland
180 |  |  | 2010 | Switzerland
198 |  |  | 2011 | Switzerland
592 |  |  | 2012 | Switzerland
198 |  |  | 2013 | Switzerland
199 |  |  | 2014 | Switzerland
212 |  |  | 2015 | Switzerland
212 |  |  | 2016 | Switzerland
212 |  |  | 2017 | Switzerland
223.7 |  |  | 2018 | Switzerland
0 |  |  | 2019 | Switzerland
0 |  |  | 2020 | Switzerland
0 |  |  | 2021 | Switzerland
0 |  |  | 2022 | Switzerland
0 |  | 2000 | Switzerland
0 |  | 2001 | Switzerland
0 |  | 2002 | Switzerland
0 |  | 2003 | Switzerland
0 |  | 2004 | Switzerland
0 |  | 2005 | Switzerland
15 |  | 2006 | Switzerland
0 |  | 2007 | Switzerland
0 |  | 2008 | Switzerland
0 |  | 2009 | Switzerland
0 |  | 2010 | Switzerland
0 |  | 2011 | Switzerland
11.1 |  | 2012 | Switzerland
0 |  | 2013 | Switzerland
0 |  | 2014 | Switzerland
0 |  | 2015 | Switzerland
0 |  | 2016 | Switzerland
0 |  | 2017 | Switzerland
0 |  | 2018 | Switzerland
0 |  | 2019 | Switzerland
0 |  | 2020 | Switzerland
0 |  | 2021 | Switzerland
0 |  | 2022 | Switzerland
1066 | 2000 | Switzerland
1036 | 2001 | Switzerland
1069 | 2002 | Switzerland
1085 | 2003 | Switzerland
1029 | 2004 | Switzerland
1004 | 2005 | Switzerland
980 | 2006 | Switzerland
960 | 2007 | Switzerland
980 | 2008 | Switzerland
967 | 2009 | Switzerland
940 | 2010 | Switzerland
954 | 2011 | Switzerland
935 | 2012 | Switzerland
917 | 2013 | Switzerland
901 | 2014 | Switzerland
933 | 2015 | Switzerland
923 | 2016 | Switzerland
931 | 2017 | Switzerland
953 | 2018 | Switzerland
928 | 2019 | Switzerland
939 | 2020 | Switzerland
915 | 2021 | Switzerland
931 | 2022 | Switzerland
144.7 | [5 empty] | 2000 | Cyprus
139.1 | [5 empty] | 2001 | Cyprus
160.6 | [5 empty] | 2002 | Cyprus
180.8 | [5 empty] | 2003 | Cyprus
203.9 | [5 empty] | 2004 | Cyprus
165.4 | [5 empty] | 2005 | Cyprus
153.2 | [5 empty] | 2006 | Cyprus
143 | [5 empty] | 2007 | Cyprus
111 | [5 empty] | 2008 | Cyprus
141 | [5 empty] | 2009 | Cyprus
149.4 | [5 empty] | 2010 | Cyprus
164.6 | [5 empty] | 2011 | Cyprus
171 | [5 empty] | 2012 | Cyprus
167.6 | [5 empty] | 2013 | Cyprus
148.3 | [5 empty] | 2014 | Cyprus
165.2 | [5 empty] | 2015 | Cyprus
170.3 | [5 empty] | 2016 | Cyprus
167.2 | [5 empty] | 2017 | Cyprus
157.3 | [5 empty] | 2018 | Cyprus
147.9 | [5 empty] | 2019 | Cyprus
156.2 | [5 empty] | 2020 | Cyprus
163.2 | [5 empty] | 2021 | Cyprus
161 | [5 empty] | 2022 | Cyprus
0 |  |  |  | 2000 | Cyprus |  |  | 2000 | 0
0 |  |  |  | 2001 | Cyprus |  |  | 2001 | 0
0 |  |  |  | 2002 | Cyprus |  |  | 2002 | 0
0 |  |  |  | 2003 | Cyprus |  |  | 2003 | 0
0 |  |  |  | 2004 | Cyprus |  |  | 2004 | 0
0 |  |  |  | 2005 | Cyprus |  |  | 2005 | 0
0 |  |  |  | 2006 | Cyprus |  |  | 2006 | 0
0 |  |  |  | 2007 | Cyprus |  |  | 2007 | 0
0 |  |  |  | 2008 | Cyprus |  |  | 2008 | 0
0 |  |  |  | 2009 | Cyprus |  |  | 2009 | 0
0 |  |  |  | 2010 | Cyprus |  |  | 2010 | 0
0 |  |  |  | 2011 | Cyprus |  |  | 2011 | 0
0 |  |  |  | 2012 | Cyprus |  |  | 2012 | 0
0 |  |  |  | 2013 | Cyprus |  |  | 2013 | 0
0 |  |  |  | 2014 | Cyprus |  |  | 2014 | 0
0 |  |  |  | 2015 | Cyprus |  |  | 2015 | 0
0 |  |  |  | 2016 | Cyprus |  |  | 2016 | 0
0 |  |  |  | 2017 | Cyprus |  |  | 2017 | 0
0 |  |  |  | 2018 | Cyprus |  |  | 2018 | 0
0 |  |  |  | 2019 | Cyprus |  |  | 2019 | 0
14.3 |  |  |  | 2020 | Cyprus |  |  | 2020 | 14.3
14.8 |  |  |  | 2021 | Cyprus |  |  | 2021 | 14.8
15.1 |  |  |  | 2022 | Cyprus |  |  | 2022 | 15.1
9.6 |  |  | 2000 | Cyprus
10.1 |  |  | 2001 | Cyprus
2.8 |  |  | 2002 | Cyprus
2.8 |  |  | 2003 | Cyprus
2.8 |  |  | 2004 | Cyprus
4.8 |  |  | 2005 | Cyprus
5.1 |  |  | 2006 | Cyprus
5.9 |  |  | 2007 | Cyprus
6.2 |  |  | 2008 | Cyprus
5.4 |  |  | 2009 | Cyprus
5 |  |  | 2010 | Cyprus
4.4 |  |  | 2011 | Cyprus
3.3 |  |  | 2012 | Cyprus
3 |  |  | 2013 | Cyprus
2.9 |  |  | 2014 | Cyprus
2.9 |  |  | 2015 | Cyprus
3 |  |  | 2016 | Cyprus
3 |  |  | 2017 | Cyprus
3.3 |  |  | 2018 | Cyprus
0 |  |  | 2019 | Cyprus
0 |  |  | 2020 | Cyprus
0 |  |  | 2021 | Cyprus
0 |  |  | 2022 | Cyprus
0 |  | 2000 | Cyprus
0 |  | 2001 | Cyprus
0 |  | 2002 | Cyprus
0 |  | 2003 | Cyprus
0 |  | 2004 | Cyprus
0 |  | 2005 | Cyprus
0 |  | 2006 | Cyprus
0 |  | 2007 | Cyprus
0 |  | 2008 | Cyprus
0 |  | 2009 | Cyprus
0 |  | 2010 | Cyprus
0 |  | 2011 | Cyprus
0 |  | 2012 | Cyprus
0 |  | 2013 | Cyprus
0 |  | 2014 | Cyprus
0 |  | 2015 | Cyprus
0 |  | 2016 | Cyprus
0 |  | 2017 | Cyprus
0 |  | 2018 | Cyprus
0 |  | 2019 | Cyprus
0 |  | 2020 | Cyprus
0 |  | 2021 | Cyprus
0 |  | 2022 | Cyprus
46.3 | 2000 | Cyprus
53.7 | 2001 | Cyprus
46.1 | 2002 | Cyprus
48.7 | 2003 | Cyprus
52.8 | 2004 | Cyprus
55.1 | 2005 | Cyprus
65.2 | 2006 | Cyprus
65.6 | 2007 | Cyprus
44.8 | 2008 | Cyprus
36.6 | 2009 | Cyprus
49.4 | 2010 | Cyprus
52.9 | 2011 | Cyprus
78.5 | 2012 | Cyprus
84.1 | 2013 | Cyprus
65.6 | 2014 | Cyprus
61.3 | 2015 | Cyprus
43.7 | 2016 | Cyprus
44.7 | 2017 | Cyprus
44.8 | 2018 | Cyprus
53.6 | 2019 | Cyprus
73.4 | 2020 | Cyprus
60.6 | 2021 | Cyprus
58.9 | 2022 | Cyprus
20.8 | [5 empty] | 2000 | Czechia
18.5 | [5 empty] | 2001 | Czechia
25.9 | [5 empty] | 2002 | Czechia
91.3 | [5 empty] | 2003 | Czechia
38 | [5 empty] | 2004 | Czechia
31.8 | [5 empty] | 2005 | Czechia
36.9 | [5 empty] | 2006 | Czechia
45.2 | [5 empty] | 2007 | Czechia
44.8 | [5 empty] | 2008 | Czechia
52.8 | [5 empty] | 2009 | Czechia
49.9 | [5 empty] | 2010 | Czechia
52.5 | [5 empty] | 2011 | Czechia
56.2 | [5 empty] | 2012 | Czechia
57 | [5 empty] | 2013 | Czechia
60.8 | [5 empty] | 2014 | Czechia
66.9 | [5 empty] | 2015 | Czechia
61.3 | [5 empty] | 2016 | Czechia
62.2 | [5 empty] | 2017 | Czechia
62.7 | [5 empty] | 2018 | Czechia
57.5 | [5 empty] | 2019 | Czechia
52 | [5 empty] | 2020 | Czechia
50 | [5 empty] | 2021 | Czechia
50 | [5 empty] | 2022 | Czechia
0 |  |  |  |  | 2000 | Czechia
0 |  |  |  |  | 2001 | Czechia
2.6 |  |  |  |  | 2002 | Czechia
0.1 |  |  |  |  | 2003 | Czechia
0.5 |  |  |  |  | 2004 | Czechia
0.4 |  |  |  |  | 2005 | Czechia
0.5 |  |  |  |  | 2006 | Czechia
0.5 |  |  |  |  | 2007 | Czechia
0.3 |  |  |  |  | 2008 | Czechia
0.3 |  |  |  |  | 2009 | Czechia
0.2 |  |  |  |  | 2010 | Czechia
0.2 |  |  |  |  | 2011 | Czechia
0.2 |  |  |  |  | 2012 | Czechia
0.2 |  |  |  |  | 2013 | Czechia
0.1 |  |  |  |  | 2014 | Czechia
0.1 |  |  |  |  | 2015 | Czechia
0.3 |  |  |  |  | 2016 | Czechia
0.2 |  |  |  |  | 2017 | Czechia
0.1 |  |  |  |  | 2018 | Czechia
0 |  |  |  |  | 2019 | Czechia
0.1 |  |  |  |  | 2020 | Czechia
0.1 |  |  |  |  | 2021 | Czechia
0.1 |  |  |  |  | 2022 | Czechia
513.8 |  |  |  | 2000 | Czechia |  |  | 2000 | 513.8
501.9 |  |  |  | 2001 | Czechia |  |  | 2001 | 501.9
576.8 |  |  |  | 2002 | Czechia |  |  | 2002 | 576.8
624.6 |  |  |  | 2003 | Czechia |  |  | 2003 | 624.6
612.5 |  |  |  | 2004 | Czechia |  |  | 2004 | 612.5
599 |  |  |  | 2005 | Czechia |  |  | 2005 | 599
581.1 |  |  |  | 2006 | Czechia |  |  | 2006 | 581.1
607.1 |  |  |  | 2007 | Czechia |  |  | 2007 | 607.1
637.6 |  |  |  | 2008 | Czechia |  |  | 2008 | 637.6
682.7 |  |  |  | 2009 | Czechia |  |  | 2009 | 682.7
697.5 |  |  |  | 2010 | Czechia |  |  | 2010 | 697.5
681.9 |  |  |  | 2011 | Czechia |  |  | 2011 | 681.9
627.5 |  |  |  | 2012 | Czechia |  |  | 2012 | 627.5
496.1 |  |  |  | 2013 | Czechia |  |  | 2013 | 496.1
491.9 |  |  |  | 2014 | Czechia |  |  | 2014 | 491.9
439.1 |  |  |  | 2015 | Czechia |  |  | 2015 | 439.1
514.3 |  |  |  | 2016 | Czechia |  |  | 2016 | 514.3
481.2 |  |  |  | 2017 | Czechia |  |  | 2017 | 481.2
408.6 |  |  |  | 2018 | Czechia |  |  | 2018 | 408.6
359.6 |  |  |  | 2019 | Czechia |  |  | 2019 | 359.6
289.2 |  |  |  | 2020 | Czechia |  |  | 2020 | 289.2
264.5 |  |  |  | 2021 | Czechia |  |  | 2021 | 264.5
354 |  |  |  | 2022 | Czechia |  |  | 2022 | 354
370.3 |  |  | 2000 | Czechia
348.8 |  |  | 2001 | Czechia
339.1 |  |  | 2002 | Czechia
346.4 |  |  | 2003 | Czechia
325 |  |  | 2004 | Czechia
309.7 |  |  | 2005 | Czechia
314.1 |  |  | 2006 | Czechia
303.8 |  |  | 2007 | Czechia
249.3 |  |  | 2008 | Czechia
253.3 |  |  | 2009 | Czechia
243.6 |  |  | 2010 | Czechia
234 |  |  | 2011 | Czechia
235.5 |  |  | 2012 | Czechia
214.6 |  |  | 2013 | Czechia
227 |  |  | 2014 | Czechia
226.7 |  |  | 2015 | Czechia
217.6 |  |  | 2016 | Czechia
222.7 |  |  | 2017 | Czechia
227.1 |  |  | 2018 | Czechia
222.1 |  |  | 2019 | Czechia
203.1 |  |  | 2020 | Czechia
216.1 |  |  | 2021 | Czechia
209.3 |  |  | 2022 | Czechia
3.1 |  | 2000 | Czechia
3.5 |  | 2001 | Czechia
36.2 |  | 2002 | Czechia
39.9 |  | 2003 | Czechia
37.9 |  | 2004 | Czechia
45.4 |  | 2005 | Czechia
45.4 |  | 2006 | Czechia
42.1 |  | 2007 | Czechia
42.5 |  | 2008 | Czechia
37.2 |  | 2009 | Czechia
38.5 |  | 2010 | Czechia
37.1 |  | 2011 | Czechia
36.2 |  | 2012 | Czechia
33.8 |  | 2013 | Czechia
34.6 |  | 2014 | Czechia
35.1 |  | 2015 | Czechia
33.2 |  | 2016 | Czechia
34.5 |  | 2017 | Czechia
33.6 |  | 2018 | Czechia
31.8 |  | 2019 | Czechia
28.6 |  | 2020 | Czechia
26.8 |  | 2021 | Czechia
25.8 |  | 2022 | Czechia
807.9 | 2000 | Czechia
776.9 | 2001 | Czechia
764.1 | 2002 | Czechia
767.6 | 2003 | Czechia
738.2 | 2004 | Czechia
709.1 | 2005 | Czechia
706 | 2006 | Czechia
701.6 | 2007 | Czechia
681.4 | 2008 | Czechia
672.1 | 2009 | Czechia
662.5 | 2010 | Czechia
638 | 2011 | Czechia
637.1 | 2012 | Czechia
618.4 | 2013 | Czechia
602 | 2014 | Czechia
612.9 | 2015 | Czechia
605.6 | 2016 | Czechia
616.7 | 2017 | Czechia
625.1 | 2018 | Czechia
616.3 | 2019 | Czechia
601.2 | 2020 | Czechia
598.5 | 2021 | Czechia
624 | 2022 | Czechia
204.9 | [5 empty] | 2000 | Germany
226.3 | [5 empty] | 2001 | Germany
225.6 | [5 empty] | 2002 | Germany
226.3 | [5 empty] | 2003 | Germany
194.6 | [5 empty] | 2004 | Germany
204.9 | [5 empty] | 2005 | Germany
193.1 | [5 empty] | 2006 | Germany
171.8 | [5 empty] | 2007 | Germany
199.4 | [5 empty] | 2008 | Germany
226.9 | [5 empty] | 2009 | Germany
254.5 | [5 empty] | 2010 | Germany
292.4 | [5 empty] | 2011 | Germany
330.3 | [5 empty] | 2012 | Germany
368.2 | [5 empty] | 2013 | Germany
374.2 | [5 empty] | 2014 | Germany
380.2 | [5 empty] | 2015 | Germany
386.2 | [5 empty] | 2016 | Germany
448 | [5 empty] | 2017 | Germany
509.8 | [5 empty] | 2018 | Germany
571.4 | [5 empty] | 2019 | Germany
509.5 | [5 empty] | 2020 | Germany
496.8 | [5 empty] | 2021 | Germany
496.8 | [5 empty] | 2022 | Germany
765 |  |  |  |  | 2001 | Germany
583 |  |  |  |  | 2002 | Germany
401.2 |  |  |  |  | 2003 | Germany
219.2 |  |  |  |  | 2004 | Germany
214.2 |  |  |  |  | 2005 | Germany
209.3 |  |  |  |  | 2006 | Germany
204.3 |  |  |  |  | 2007 | Germany
548.6 |  |  |  |  | 2008 | Germany
893 |  |  |  |  | 2009 | Germany
1237.3 |  |  |  |  | 2010 | Germany
1195.3 |  |  |  |  | 2011 | Germany
1153.3 |  |  |  |  | 2012 | Germany
1111.2 |  |  |  |  | 2013 | Germany
1127.3 |  |  |  |  | 2014 | Germany
1143.3 |  |  |  |  | 2015 | Germany
1159.4 |  |  |  |  | 2016 | Germany
1113 |  |  |  |  | 2017 | Germany
1066.7 |  |  |  |  | 2018 | Germany
1020.4 |  |  |  |  | 2019 | Germany
0 |  |  |  |  | 2020 | Germany
0 |  |  |  |  | 2021 | Germany
0 |  |  |  |  | 2022 | Germany
27327.1 |  |  |  | 2000 | Germany |  |  | 2000 | 27327.1
24072 |  |  |  | 2001 | Germany |  |  | 2001 | 24072
23465 |  |  |  | 2002 | Germany |  |  | 2002 | 23465
22857.9 |  |  |  | 2003 | Germany |  |  | 2003 | 22857.9
22250.9 |  |  |  | 2004 | Germany |  |  | 2004 | 22250.9
21327.3 |  |  |  | 2005 | Germany |  |  | 2005 | 21327.3
20403.9 |  |  |  | 2006 | Germany |  |  | 2006 | 20403.9
19480.3 |  |  |  | 2007 | Germany |  |  | 2007 | 19480.3
19493.5 |  |  |  | 2008 | Germany |  |  | 2008 | 19493.5
19550 |  |  |  | 2009 | Germany |  |  | 2009 | 19550
19635.2 |  |  |  | 2010 | Germany |  |  | 2010 | 19635.2
17299.2 |  |  |  | 2011 | Germany |  |  | 2011 | 17299.2
14960 |  |  |  | 2012 | Germany |  |  | 2012 | 14960
12636.4 |  |  |  | 2013 | Germany |  |  | 2013 | 12636.4
12327.5 |  |  |  | 2014 | Germany |  |  | 2014 | 12327.5
12018.7 |  |  |  | 2015 | Germany |  |  | 2015 | 12018.7
11709.8 |  |  |  | 2016 | Germany |  |  | 2016 | 11709.8
10497.8 |  |  |  | 2017 | Germany |  |  | 2017 | 10497.8
9285.8 |  |  |  | 2018 | Germany |  |  | 2018 | 9285.8
8073.8 |  |  |  | 2019 | Germany |  |  | 2019 | 8073.8
12468.6 |  |  |  | 2020 | Germany |  |  | 2020 | 12468.6
13321.6 |  |  |  | 2021 | Germany |  |  | 2021 | 13321.6
13701.4 |  |  |  | 2022 | Germany |  |  | 2022 | 13701.4
9044.7 |  |  | 2000 | Germany
5374.4 |  |  | 2001 | Germany
5386.9 |  |  | 2002 | Germany
5399.3 |  |  | 2003 | Germany
5411.8 |  |  | 2004 | Germany
5240.1 |  |  | 2005 | Germany
5068.5 |  |  | 2006 | Germany
4896.8 |  |  | 2007 | Germany
4818 |  |  | 2008 | Germany
4739.3 |  |  | 2009 | Germany
4660.5 |  |  | 2010 | Germany
4515.9 |  |  | 2011 | Germany
4371.3 |  |  | 2012 | Germany
4226.7 |  |  | 2013 | Germany
4279.7 |  |  | 2014 | Germany
4332.6 |  |  | 2015 | Germany
4385.6 |  |  | 2016 | Germany
4280.1 |  |  | 2017 | Germany
4174.6 |  |  | 2018 | Germany
4069.1 |  |  | 2019 | Germany
3625.3 |  |  | 2020 | Germany
4144.6 |  |  | 2021 | Germany
3738.5 |  |  | 2022 | Germany
0 |  | 2000 | Germany
2385.9 |  | 2001 | Germany
2358.4 |  | 2002 | Germany
2330.9 |  | 2003 | Germany
2303.4 |  | 2004 | Germany
2300.3 |  | 2005 | Germany
2297.3 |  | 2006 | Germany
2294.2 |  | 2007 | Germany
2236.9 |  | 2008 | Germany
2179.6 |  | 2009 | Germany
2122.3 |  | 2010 | Germany
2038.9 |  | 2011 | Germany
1955.5 |  | 2012 | Germany
1872.1 |  | 2013 | Germany
1731 |  | 2014 | Germany
1589.9 |  | 2015 | Germany
1448.9 |  | 2016 | Germany
1395.6 |  | 2017 | Germany
1342.3 |  | 2018 | Germany
1288.9 |  | 2019 | Germany
0 |  | 2020 | Germany
0 |  | 2021 | Germany
0 |  | 2022 | Germany
4791.9 | 2000 | Germany
5408.9 | 2001 | Germany
5396.5 | 2002 | Germany
5384.1 | 2003 | Germany
5371.7 | 2004 | Germany
5290.4 | 2005 | Germany
5208.9 | 2006 | Germany
5127.6 | 2007 | Germany
5112 | 2008 | Germany
5096.3 | 2009 | Germany
5080.7 | 2010 | Germany
5071.6 | 2011 | Germany
5062.5 | 2012 | Germany
5053.5 | 2013 | Germany
5103.7 | 2014 | Germany
5153.9 | 2015 | Germany
5204.2 | 2016 | Germany
5254.7 | 2017 | Germany
5305.1 | 2018 | Germany
5355.5 | 2019 | Germany
5269.2 | 2020 | Germany
5268.5 | 2021 | Germany
5273.7 | 2022 | Germany
435.6 | [5 empty] | 2000 | Denmark
439.8 | [5 empty] | 2001 | Denmark
409.4 | [5 empty] | 2002 | Denmark
412.6 | [5 empty] | 2003 | Denmark
439.3 | [5 empty] | 2004 | Denmark
418.5 | [5 empty] | 2005 | Denmark
477.3 | [5 empty] | 2006 | Denmark
357.8 | [5 empty] | 2007 | Denmark
488.8 | [5 empty] | 2008 | Denmark
476.1 | [5 empty] | 2009 | Denmark
498.8 | [5 empty] | 2010 | Denmark
524.4 | [5 empty] | 2011 | Denmark
434.8 | [5 empty] | 2012 | Denmark
582.9 | [5 empty] | 2013 | Denmark
584.6 | [5 empty] | 2014 | Denmark
519.6 | [5 empty] | 2015 | Denmark
464.2 | [5 empty] | 2016 | Denmark
479.2 | [5 empty] | 2017 | Denmark
664.4 | [5 empty] | 2018 | Denmark
512.4 | [5 empty] | 2019 | Denmark
526.2 | [5 empty] | 2020 | Denmark
534.5 | [5 empty] | 2021 | Denmark
557.4 | [5 empty] | 2022 | Denmark
0 |  |  |  |  | 2000 | Denmark
0 |  |  |  |  | 2001 | Denmark
0 |  |  |  |  | 2002 | Denmark
0 |  |  |  |  | 2003 | Denmark
0 |  |  |  |  | 2004 | Denmark
0 |  |  |  |  | 2005 | Denmark
0 |  |  |  |  | 2006 | Denmark
0 |  |  |  |  | 2007 | Denmark
0 |  |  |  |  | 2008 | Denmark
0 |  |  |  |  | 2009 | Denmark
0 |  |  |  |  | 2010 | Denmark
0 |  |  |  |  | 2011 | Denmark
0 |  |  |  |  | 2012 | Denmark
0 |  |  |  |  | 2013 | Denmark
0 |  |  |  |  | 2014 | Denmark
0 |  |  |  |  | 2015 | Denmark
0 |  |  |  |  | 2016 | Denmark
0 |  |  |  |  | 2017 | Denmark
0 |  |  |  |  | 2018 | Denmark
0 |  |  |  |  | 2019 | Denmark
0 |  |  |  |  | 2020 | Denmark
0 |  |  |  |  | 2021 | Denmark
0 |  |  |  |  | 2022 | Denmark
4.3 |  |  |  | 2000 | Denmark |  |  | 2000 | 4.3
4.2 |  |  |  | 2001 | Denmark |  |  | 2001 | 4.2
4.2 |  |  |  | 2002 | Denmark |  |  | 2002 | 4.2
4.9 |  |  |  | 2003 | Denmark |  |  | 2003 | 4.9
3.4 |  |  |  | 2004 | Denmark |  |  | 2004 | 3.4
4.4 |  |  |  | 2005 | Denmark |  |  | 2005 | 4.4
2.9 |  |  |  | 2006 | Denmark |  |  | 2006 | 2.9
1.8 |  |  |  | 2007 | Denmark |  |  | 2007 | 1.8
2.2 |  |  |  | 2008 | Denmark |  |  | 2008 | 2.2
1.9 |  |  |  | 2009 | Denmark |  |  | 2009 | 1.9
2.1 |  |  |  | 2010 | Denmark |  |  | 2010 | 2.1
1.5 |  |  |  | 2011 | Denmark |  |  | 2011 | 1.5
1.3 |  |  |  | 2012 | Denmark |  |  | 2012 | 1.3
1.5 |  |  |  | 2013 | Denmark |  |  | 2013 | 1.5
2.1 |  |  |  | 2014 | Denmark |  |  | 2014 | 2.1
2 |  |  |  | 2015 | Denmark |  |  | 2015 | 2
1.3 |  |  |  | 2016 | Denmark |  |  | 2016 | 1.3
1.7 |  |  |  | 2017 | Denmark |  |  | 2017 | 1.7
2.9 |  |  |  | 2018 | Denmark |  |  | 2018 | 2.9
3.7 |  |  |  | 2019 | Denmark |  |  | 2019 | 3.7
3.8 |  |  |  | 2020 | Denmark |  |  | 2020 | 3.8
3.5 |  |  |  | 2021 | Denmark |  |  | 2021 | 3.5
0.9 |  |  |  | 2022 | Denmark |  |  | 2022 | 0.9
66.8 |  |  | 2000 | Denmark
54.3 |  |  | 2001 | Denmark
57.7 |  |  | 2002 | Denmark
42.4 |  |  | 2003 | Denmark
42.6 |  |  | 2004 | Denmark
42.9 |  |  | 2005 | Denmark
32.2 |  |  | 2006 | Denmark
40.4 |  |  | 2007 | Denmark
35.9 |  |  | 2008 | Denmark
33.1 |  |  | 2009 | Denmark
23.5 |  |  | 2010 | Denmark
23.9 |  |  | 2011 | Denmark
23.7 |  |  | 2012 | Denmark
21.6 |  |  | 2013 | Denmark
23.6 |  |  | 2014 | Denmark
22.9 |  |  | 2015 | Denmark
22.6 |  |  | 2016 | Denmark
20.4 |  |  | 2017 | Denmark
26.8 |  |  | 2018 | Denmark
26.7 |  |  | 2019 | Denmark
26 |  |  | 2020 | Denmark
21.9 |  |  | 2021 | Denmark
21.7 |  |  | 2022 | Denmark
0 |  | 2000 | Denmark
0 |  | 2001 | Denmark
0 |  | 2002 | Denmark
0 |  | 2003 | Denmark
0 |  | 2004 | Denmark
0 |  | 2005 | Denmark
0 |  | 2006 | Denmark
0 |  | 2007 | Denmark
0 |  | 2008 | Denmark
0 |  | 2009 | Denmark
8.2 |  | 2010 | Denmark
8.3 |  | 2011 | Denmark
9.4 |  | 2012 | Denmark
8.5 |  | 2013 | Denmark
7.1 |  | 2014 | Denmark
8.4 |  | 2015 | Denmark
7.9 |  | 2016 | Denmark
7.4 |  | 2017 | Denmark
8.8 |  | 2018 | Denmark
9.3 |  | 2019 | Denmark
14.2 |  | 2020 | Denmark
11.2 |  | 2021 | Denmark
8.3 |  | 2022 | Denmark
424 | 2000 | Denmark
414.8 | 2001 | Denmark
427.6 | 2002 | Denmark
422.3 | 2003 | Denmark
432.3 | 2004 | Denmark
419.7 | 2005 | Denmark
403.5 | 2006 | Denmark
405.7 | 2007 | Denmark
406.1 | 2008 | Denmark
384.9 | 2009 | Denmark
410 | 2010 | Denmark
402 | 2011 | Denmark
402.3 | 2012 | Denmark
399.8 | 2013 | Denmark
394.1 | 2014 | Denmark
384 | 2015 | Denmark
390.4 | 2016 | Denmark
386.3 | 2017 | Denmark
401.8 | 2018 | Denmark
387.1 | 2019 | Denmark
400 | 2020 | Denmark
389.2 | 2021 | Denmark
392.2 | 2022 | Denmark
45.5 | [5 empty] | 2000 | Estonia
48.4 | [5 empty] | 2001 | Estonia
36.2 | [5 empty] | 2002 | Estonia
57.5 | [5 empty] | 2003 | Estonia
79.1 | [5 empty] | 2004 | Estonia
17.7 | [5 empty] | 2005 | Estonia
14 | [5 empty] | 2006 | Estonia
13.6 | [5 empty] | 2007 | Estonia
13.6 | [5 empty] | 2008 | Estonia
5.4 | [5 empty] | 2009 | Estonia
5.3 | [5 empty] | 2010 | Estonia
5.2 | [5 empty] | 2011 | Estonia
5.6 | [5 empty] | 2012 | Estonia
4.4 | [5 empty] | 2013 | Estonia
4.8 | [5 empty] | 2014 | Estonia
4.6 | [5 empty] | 2015 | Estonia
4.9 | [5 empty] | 2016 | Estonia
5.1 | [5 empty] | 2017 | Estonia
5.2 | [5 empty] | 2018 | Estonia
6.7 | [5 empty] | 2019 | Estonia
6.5 | [5 empty] | 2020 | Estonia
6.9 | [5 empty] | 2021 | Estonia
6.9 | [5 empty] | 2022 | Estonia
0 |  |  |  |  | 2000 | Estonia
0 |  |  |  |  | 2001 | Estonia
0 |  |  |  |  | 2002 | Estonia
0 |  |  |  |  | 2003 | Estonia
0 |  |  |  |  | 2004 | Estonia
0 |  |  |  |  | 2005 | Estonia
0 |  |  |  |  | 2006 | Estonia
0 |  |  |  |  | 2007 | Estonia
0 |  |  |  |  | 2008 | Estonia
1.2 |  |  |  |  | 2009 | Estonia
0 |  |  |  |  | 2010 | Estonia
0 |  |  |  |  | 2011 | Estonia
0 |  |  |  |  | 2012 | Estonia
0 |  |  |  |  | 2013 | Estonia
0 |  |  |  |  | 2014 | Estonia
0 |  |  |  |  | 2015 | Estonia
0 |  |  |  |  | 2016 | Estonia
0 |  |  |  |  | 2017 | Estonia
0 |  |  |  |  | 2018 | Estonia
0.2 |  |  |  |  | 2019 | Estonia
0.1 |  |  |  |  | 2020 | Estonia
0.1 |  |  |  |  | 2021 | Estonia
0.1 |  |  |  |  | 2022 | Estonia
1116.2 |  |  |  | 2000 | Estonia |  |  | 2000 | 1116.2
1097.6 |  |  |  | 2001 | Estonia |  |  | 2001 | 1097.6
1090.6 |  |  |  | 2002 | Estonia |  |  | 2002 | 1090.6
1358.6 |  |  |  | 2003 | Estonia |  |  | 2003 | 1358.6
1378 |  |  |  | 2004 | Estonia |  |  | 2004 | 1378
1364.8 |  |  |  | 2005 | Estonia |  |  | 2005 | 1364.8
1301.5 |  |  |  | 2006 | Estonia |  |  | 2006 | 1301.5
1630.2 |  |  |  | 2007 | Estonia |  |  | 2007 | 1630.2
1415.1 |  |  |  | 2008 | Estonia |  |  | 2008 | 1415.1
1012.2 |  |  |  | 2009 | Estonia |  |  | 2009 | 1012.2
1496 |  |  |  | 2010 | Estonia |  |  | 2010 | 1496
1527.9 |  |  |  | 2011 | Estonia |  |  | 2011 | 1527.9
1307.1 |  |  |  | 2012 | Estonia |  |  | 2012 | 1307.1
1480.5 |  |  |  | 2013 | Estonia |  |  | 2013 | 1480.5
1460.1 |  |  |  | 2014 | Estonia |  |  | 2014 | 1460.1
1329.6 |  |  |  | 2015 | Estonia |  |  | 2015 | 1329.6
1516.6 |  |  |  | 2016 | Estonia |  |  | 2016 | 1516.6
1454.3 |  |  |  | 2017 | Estonia |  |  | 2017 | 1454.3
1306.6 |  |  |  | 2018 | Estonia |  |  | 2018 | 1306.6
684.3 |  |  |  | 2019 | Estonia |  |  | 2019 | 684.3
547.8 |  |  |  | 2020 | Estonia |  |  | 2020 | 547.8
681.7 |  |  |  | 2021 | Estonia |  |  | 2021 | 681.7
890.4 |  |  |  | 2022 | Estonia |  |  | 2022 | 890.4
27.4 |  |  | 2000 | Estonia
22.8 |  |  | 2001 | Estonia
25.9 |  |  | 2002 | Estonia
25.6 |  |  | 2003 | Estonia
23.3 |  |  | 2004 | Estonia
31.9 |  |  | 2005 | Estonia
40.8 |  |  | 2006 | Estonia
39.5 |  |  | 2007 | Estonia
27 |  |  | 2008 | Estonia
21 |  |  | 2009 | Estonia
23.1 |  |  | 2010 | Estonia
19.1 |  |  | 2011 | Estonia
23 |  |  | 2012 | Estonia
35.9 |  |  | 2013 | Estonia
25.4 |  |  | 2014 | Estonia
36.2 |  |  | 2015 | Estonia
36.5 |  |  | 2016 | Estonia
38.2 |  |  | 2017 | Estonia
38.1 |  |  | 2018 | Estonia
68.8 |  |  | 2019 | Estonia
68.4 |  |  | 2020 | Estonia
66.1 |  |  | 2021 | Estonia
61 |  |  | 2022 | Estonia
198 |  | 2000 | Estonia
217 |  | 2001 | Estonia
183 |  | 2002 | Estonia
215 |  | 2003 | Estonia
259 |  | 2004 | Estonia
223.4 |  | 2005 | Estonia
187.6 |  | 2006 | Estonia
196.6 |  | 2007 | Estonia
281.8 |  | 2008 | Estonia
275.2 |  | 2009 | Estonia
0 |  | 2010 | Estonia
84.2 |  | 2011 | Estonia
454 |  | 2012 | Estonia
0 |  | 2013 | Estonia
0 |  | 2014 | Estonia
0 |  | 2015 | Estonia
0 |  | 2016 | Estonia
0 |  | 2017 | Estonia
0 |  | 2018 | Estonia
170.3 |  | 2019 | Estonia
164.1 |  | 2020 | Estonia
176.1 |  | 2021 | Estonia
179.9 |  | 2022 | Estonia
71.4 | 2000 | Estonia
66.5 | 2001 | Estonia
71.3 | 2002 | Estonia
69.7 | 2003 | Estonia
66.1 | 2004 | Estonia
54 | 2005 | Estonia
46.6 | 2006 | Estonia
47.8 | 2007 | Estonia
58.5 | 2008 | Estonia
63 | 2009 | Estonia
67.5 | 2010 | Estonia
58.3 | 2011 | Estonia
60.3 | 2012 | Estonia
60.5 | 2013 | Estonia
61.1 | 2014 | Estonia
49.2 | 2015 | Estonia
60.3 | 2016 | Estonia
58.8 | 2017 | Estonia
57.2 | 2018 | Estonia
60.8 | 2019 | Estonia
61 | 2020 | Estonia
62.6 | 2021 | Estonia
65 | 2022 | Estonia
9067.2 | [5 empty] | 2000 | Greece
8940.9 | [5 empty] | 2001 | Greece
8419.8 | [5 empty] | 2002 | Greece
8532.1 | [5 empty] | 2003 | Greece
8620.6 | [5 empty] | 2004 | Greece
8699.5 | [5 empty] | 2005 | Greece
8455.3 | [5 empty] | 2006 | Greece
8458 | [5 empty] | 2007 | Greece
8483 | [5 empty] | 2008 | Greece
8445 | [5 empty] | 2009 | Greece
8409 | [5 empty] | 2010 | Greece
8282.5 | [5 empty] | 2011 | Greece
8263.6 | [5 empty] | 2012 | Greece
8216.4 | [5 empty] | 2013 | Greece
8169.2 | [5 empty] | 2014 | Greece
8122 | [5 empty] | 2015 | Greece
8107.1 | [5 empty] | 2016 | Greece
8027.6 | [5 empty] | 2017 | Greece
7980.4 | [5 empty] | 2018 | Greece
7933.2 | [5 empty] | 2019 | Greece
7886 | [5 empty] | 2020 | Greece
7838.7 | [5 empty] | 2021 | Greece
7838.7 | [5 empty] | 2022 | Greece
170.9 |  |  |  | 2000 | Greece |  |  | 2000 | 170.9
170.5 |  |  |  | 2001 | Greece |  |  | 2001 | 170.5
173.3 |  |  |  | 2002 | Greece |  |  | 2002 | 173.3
185.6 |  |  |  | 2003 | Greece |  |  | 2003 | 185.6
188.3 |  |  |  | 2004 | Greece |  |  | 2004 | 188.3
190.5 |  |  |  | 2005 | Greece |  |  | 2005 | 190.5
192.9 |  |  |  | 2006 | Greece |  |  | 2006 | 192.9
100.4 |  |  |  | 2007 | Greece |  |  | 2007 | 100.4
116.5 |  |  |  | 2008 | Greece |  |  | 2008 | 116.5
115.8 |  |  |  | 2009 | Greece |  |  | 2009 | 115.8
87.9 |  |  |  | 2010 | Greece |  |  | 2010 | 87.9
0 |  |  |  | 2011 | Greece |  |  | 2011 | 0
0 |  |  |  | 2012 | Greece |  |  | 2012 | 0
0 |  |  |  | 2013 | Greece |  |  | 2013 | 0
0 |  |  |  | 2014 | Greece |  |  | 2014 | 0
0 |  |  |  | 2015 | Greece |  |  | 2015 | 0
0 |  |  |  | 2016 | Greece |  |  | 2016 | 0
0 |  |  |  | 2017 | Greece |  |  | 2017 | 0
0 |  |  |  | 2018 | Greece |  |  | 2018 | 0
0 |  |  |  | 2019 | Greece |  |  | 2019 | 0
0 |  |  |  | 2020 | Greece |  |  | 2020 | 0
0 |  |  |  | 2021 | Greece |  |  | 2021 | 0
0 |  |  |  | 2022 | Greece |  |  | 2022 | 0
117.2 |  |  | 2000 | Greece
116.4 |  |  | 2001 | Greece
70.9 |  |  | 2002 | Greece
158.1 |  |  | 2003 | Greece
160.3 |  |  | 2004 | Greece
160.1 |  |  | 2005 | Greece
162.8 |  |  | 2006 | Greece
233.7 |  |  | 2007 | Greece
221.7 |  |  | 2008 | Greece
188.8 |  |  | 2009 | Greece
137.2 |  |  | 2010 | Greece
126 |  |  | 2011 | Greece
126 |  |  | 2012 | Greece
126 |  |  | 2013 | Greece
126 |  |  | 2014 | Greece
126 |  |  | 2015 | Greece
180.4 |  |  | 2016 | Greece
180.4 |  |  | 2017 | Greece
180.4 |  |  | 2018 | Greece
180.4 |  |  | 2019 | Greece
180.4 |  |  | 2020 | Greece
180.4 |  |  | 2021 | Greece
180.4 |  |  | 2022 | Greece
62 |  | 2000 | Greece
73 |  | 2001 | Greece
73 |  | 2002 | Greece
76.5 |  | 2003 | Greece
86 |  | 2004 | Greece
86 |  | 2005 | Greece
79 |  | 2006 | Greece
67 |  | 2007 | Greece
0 |  | 2008 | Greece
0 |  | 2009 | Greece
23 |  | 2010 | Greece
0 |  | 2011 | Greece
0 |  | 2012 | Greece
0 |  | 2013 | Greece
0 |  | 2014 | Greece
0 |  | 2015 | Greece
0 |  | 2016 | Greece
0 |  | 2017 | Greece
0 |  | 2018 | Greece
0 |  | 2019 | Greece
0 |  | 2020 | Greece
0 |  | 2021 | Greece
0 |  | 2022 | Greece
795.3 | 2000 | Greece
759.9 | 2001 | Greece
766.6 | 2002 | Greece
847.2 | 2003 | Greece
869.7 | 2004 | Greece
868.5 | 2005 | Greece
912.9 | 2006 | Greece
846.3 | 2007 | Greece
1085.4 | 2008 | Greece
1116.4 | 2009 | Greece
1146.5 | 2010 | Greece
1418.4 | 2011 | Greece
1418.4 | 2012 | Greece
1418.4 | 2013 | Greece
1418.4 | 2014 | Greece
1418.4 | 2015 | Greece
1687.1 | 2016 | Greece
1687.1 | 2017 | Greece
1687.1 | 2018 | Greece
1687.1 | 2019 | Greece
1687.1 | 2020 | Greece
1687.1 | 2021 | Greece
1687.1 | 2022 | Greece
23725.3 | [5 empty] | 2000 | Spain
23384.4 | [5 empty] | 2001 | Spain
23084.4 | [5 empty] | 2002 | Spain
23308.3 | [5 empty] | 2003 | Spain
22789.8 | [5 empty] | 2004 | Spain
24509.6 | [5 empty] | 2005 | Spain
23238.6 | [5 empty] | 2006 | Spain
23215 | [5 empty] | 2007 | Spain
22792 | [5 empty] | 2008 | Spain
24000 | [5 empty] | 2009 | Spain
23388 | [5 empty] | 2010 | Spain
23724.6 | [5 empty] | 2011 | Spain
23088.8 | [5 empty] | 2012 | Spain
21246.5 | [5 empty] | 2013 | Spain
21978.8 | [5 empty] | 2014 | Spain
20722 | [5 empty] | 2015 | Spain
20365 | [5 empty] | 2016 | Spain
19809 | [5 empty] | 2017 | Spain
19254 | [5 empty] | 2018 | Spain
19090 | [5 empty] | 2019 | Spain
18960 | [5 empty] | 2020 | Spain
19098 | [5 empty] | 2021 | Spain
19622 | [5 empty] | 2022 | Spain
0 |  |  |  |  | 2000 | Spain
0 |  |  |  |  | 2001 | Spain
0 |  |  |  |  | 2002 | Spain
0 |  |  |  |  | 2003 | Spain
0 |  |  |  |  | 2004 | Spain
0 |  |  |  |  | 2005 | Spain
0 |  |  |  |  | 2006 | Spain
0 |  |  |  |  | 2007 | Spain
0 |  |  |  |  | 2008 | Spain
0 |  |  |  |  | 2009 | Spain
0 |  |  |  |  | 2010 | Spain
0 |  |  |  |  | 2011 | Spain
0 |  |  |  |  | 2012 | Spain
0 |  |  |  |  | 2013 | Spain
0 |  |  |  |  | 2014 | Spain
0 |  |  |  |  | 2015 | Spain
0 |  |  |  |  | 2016 | Spain
0 |  |  |  |  | 2017 | Spain
0 |  |  |  |  | 2018 | Spain
0 |  |  |  |  | 2019 | Spain
0 |  |  |  |  | 2020 | Spain
0 |  |  |  |  | 2021 | Spain
0 |  |  |  |  | 2022 | Spain
5929.3 |  |  |  | 2000 | Spain |  |  | 2000 | 5929.3
6029.8 |  |  |  | 2001 | Spain |  |  | 2001 | 6029.8
6167 |  |  |  | 2002 | Spain |  |  | 2002 | 6167
6285 |  |  |  | 2003 | Spain |  |  | 2003 | 6285
6256 |  |  |  | 2004 | Spain |  |  | 2004 | 6256
6650 |  |  |  | 2005 | Spain |  |  | 2005 | 6650
6525 |  |  |  | 2006 | Spain |  |  | 2006 | 6525
5850 |  |  |  | 2007 | Spain |  |  | 2007 | 5850
6230 |  |  |  | 2008 | Spain |  |  | 2008 | 6230
6100 |  |  |  | 2009 | Spain |  |  | 2009 | 6100
6300 |  |  |  | 2010 | Spain |  |  | 2010 | 6300
6150 |  |  |  | 2011 | Spain |  |  | 2011 | 6150
6100 |  |  |  | 2012 | Spain |  |  | 2012 | 6100
5950 |  |  |  | 2013 | Spain |  |  | 2013 | 5950
5870 |  |  |  | 2014 | Spain |  |  | 2014 | 5870
5750 |  |  |  | 2015 | Spain |  |  | 2015 | 5750
5620 |  |  |  | 2016 | Spain |  |  | 2016 | 5620
5320 |  |  |  | 2017 | Spain |  |  | 2017 | 5320
5450 |  |  |  | 2018 | Spain |  |  | 2018 | 5450
5350 |  |  |  | 2019 | Spain |  |  | 2019 | 5350
5500 |  |  |  | 2020 | Spain |  |  | 2020 | 5500
4682.7 |  |  |  | 2021 | Spain |  |  | 2021 | 4682.7
5727 |  |  |  | 2022 | Spain |  |  | 2022 | 5727
1306.5 |  |  | 2000 | Spain
1219 |  |  | 2001 | Spain
1292.4 |  |  | 2002 | Spain
1208.3 |  |  | 2003 | Spain
1115 |  |  | 2004 | Spain
897.7 |  |  | 2005 | Spain
791 |  |  | 2006 | Spain
645 |  |  | 2007 | Spain
503 |  |  | 2008 | Spain
507 |  |  | 2009 | Spain
514 |  |  | 2010 | Spain
498.7 |  |  | 2011 | Spain
475.7 |  |  | 2012 | Spain
472.6 |  |  | 2013 | Spain
469.6 |  |  | 2014 | Spain
437.2 |  |  | 2015 | Spain
385.9 |  |  | 2016 | Spain
374 |  |  | 2017 | Spain
362.1 |  |  | 2018 | Spain
356.1 |  |  | 2019 | Spain
354.1 |  |  | 2020 | Spain
686.2 |  |  | 2021 | Spain
636.7 |  |  | 2022 | Spain
0 |  | 2000 | Spain
0 |  | 2001 | Spain
0 |  | 2002 | Spain
0 |  | 2003 | Spain
0 |  | 2004 | Spain
0 |  | 2005 | Spain
0 |  | 2006 | Spain
0 |  | 2007 | Spain
0 |  | 2008 | Spain
0 |  | 2009 | Spain
0 |  | 2010 | Spain
0 |  | 2011 | Spain
0 |  | 2012 | Spain
0 |  | 2013 | Spain
0 |  | 2014 | Spain
0 |  | 2015 | Spain
0 |  | 2016 | Spain
0 |  | 2017 | Spain
0 |  | 2018 | Spain
0 |  | 2019 | Spain
0 |  | 2020 | Spain
0 |  | 2021 | Spain
0 |  | 2022 | Spain
5475.8 | 2000 | Spain
5383.1 | 2001 | Spain
5299 | 2002 | Spain
5719.7 | 2003 | Spain
5824.2 | 2004 | Spain
5890 | 2005 | Spain
5701 | 2006 | Spain
5790 | 2007 | Spain
5765 | 2008 | Spain
5450 | 2009 | Spain
5050 | 2010 | Spain
4644.1 | 2011 | Spain
4598.6 | 2012 | Spain
4628.8 | 2013 | Spain
4551.8 | 2014 | Spain
4735 | 2015 | Spain
4890 | 2016 | Spain
4694 | 2017 | Spain
4498.1 | 2018 | Spain
4512 | 2019 | Spain
4599 | 2020 | Spain
5440.8 | 2021 | Spain
5444.7 | 2022 | Spain
50 | [5 empty] | 2000 | Finland
50 | [5 empty] | 2001 | Finland
50 | [5 empty] | 2002 | Finland
50 | [5 empty] | 2003 | Finland
50 | [5 empty] | 2004 | Finland
50 | [5 empty] | 2005 | Finland
48.1 | [5 empty] | 2006 | Finland
48 | [5 empty] | 2007 | Finland
48.1 | [5 empty] | 2008 | Finland
48.1 | [5 empty] | 2009 | Finland
48.1 | [5 empty] | 2010 | Finland
46.9 | [5 empty] | 2011 | Finland
46.9 | [5 empty] | 2012 | Finland
46.1 | [5 empty] | 2013 | Finland
46.1 | [5 empty] | 2014 | Finland
46.1 | [5 empty] | 2015 | Finland
46.2 | [5 empty] | 2016 | Finland
46.2 | [5 empty] | 2017 | Finland
46.2 | [5 empty] | 2018 | Finland
46.2 | [5 empty] | 2019 | Finland
45.3 | [5 empty] | 2020 | Finland
46 | [5 empty] | 2021 | Finland
45.9 | [5 empty] | 2022 | Finland
250 |  |  |  | 2000 | Finland |  |  | 2000 | 250
250 |  |  |  | 2001 | Finland |  |  | 2001 | 250
282 |  |  |  | 2002 | Finland |  |  | 2002 | 282
329 |  |  |  | 2003 | Finland |  |  | 2003 | 329
344 |  |  |  | 2004 | Finland |  |  | 2004 | 344
174 |  |  |  | 2005 | Finland |  |  | 2005 | 174
376.9 |  |  |  | 2006 | Finland |  |  | 2006 | 376.9
372 |  |  |  | 2007 | Finland |  |  | 2007 | 372
354.6 |  |  |  | 2008 | Finland |  |  | 2008 | 354.6
330 |  |  |  | 2009 | Finland |  |  | 2009 | 330
369.4 |  |  |  | 2010 | Finland |  |  | 2010 | 369.4
336.6 |  |  |  | 2011 | Finland |  |  | 2011 | 336.6
322.4 |  |  |  | 2012 | Finland |  |  | 2012 | 322.4
326.3 |  |  |  | 2013 | Finland |  |  | 2013 | 326.3
629.3 |  |  |  | 2014 | Finland |  |  | 2014 | 629.3
643.4 |  |  |  | 2015 | Finland |  |  | 2015 | 643.4
554.4 |  |  |  | 2016 | Finland |  |  | 2016 | 554.4
489.1 |  |  |  | 2017 | Finland |  |  | 2017 | 489.1
472.3 |  |  |  | 2018 | Finland |  |  | 2018 | 472.3
436.1 |  |  |  | 2019 | Finland |  |  | 2019 | 436.1
440.9 |  |  |  | 2020 | Finland |  |  | 2020 | 440.9
405.4 |  |  |  | 2021 | Finland |  |  | 2021 | 405.4
303.3 |  |  |  | 2022 | Finland |  |  | 2022 | 303.3
1566 |  |  | 2000 | Finland
1566 |  |  | 2001 | Finland
1026.3 |  |  | 2002 | Finland
951.5 |  |  | 2003 | Finland
979.7 |  |  | 2004 | Finland
1005.9 |  |  | 2005 | Finland
2519 |  |  | 2006 | Finland
2110 |  |  | 2007 | Finland
1701 |  |  | 2008 | Finland
1292 |  |  | 2009 | Finland
1422 |  |  | 2010 | Finland
1347.4 |  |  | 2011 | Finland
1272.7 |  |  | 2012 | Finland
1429 |  |  | 2013 | Finland
1427.8 |  |  | 2014 | Finland
1362 |  |  | 2015 | Finland
1416.9 |  |  | 2016 | Finland
1109.2 |  |  | 2017 | Finland
1434 |  |  | 2018 | Finland
1548.4 |  |  | 2019 | Finland
1498.9 |  |  | 2020 | Finland
1406.6 |  |  | 2021 | Finland
1288.1 |  |  | 2022 | Finland
0 |  | 2000 | Finland
0 |  | 2001 | Finland
0 |  | 2002 | Finland
0 |  | 2003 | Finland
0 |  | 2004 | Finland
0 |  | 2005 | Finland
15 |  | 2006 | Finland
0 |  | 2007 | Finland
0 |  | 2008 | Finland
2.4 |  | 2009 | Finland
2.2 |  | 2010 | Finland
2 |  | 2011 | Finland
18.9 |  | 2012 | Finland
13.7 |  | 2013 | Finland
11.8 |  | 2014 | Finland
5.3 |  | 2015 | Finland
10.5 |  | 2016 | Finland
5.8 |  | 2017 | Finland
7.3 |  | 2018 | Finland
13.9 |  | 2019 | Finland
8.4 |  | 2020 | Finland
7.7 |  | 2021 | Finland
11 |  | 2022 | Finland
404 | 2000 | Finland
404 | 2001 | Finland
404 | 2002 | Finland
404 | 2003 | Finland
404 | 2004 | Finland
404 | 2005 | Finland
394.8 | 2006 | Finland
392.8 | 2007 | Finland
372.4 | 2008 | Finland
369.7 | 2009 | Finland
410 | 2010 | Finland
400 | 2011 | Finland
414 | 2012 | Finland
412 | 2013 | Finland
409 | 2014 | Finland
413.3 | 2015 | Finland
417.3 | 2016 | Finland
418.5 | 2017 | Finland
419.2 | 2018 | Finland
419.7 | 2019 | Finland
418.1 | 2020 | Finland
418.8 | 2021 | Finland
419.9 | 2022 | Finland
4872 | [5 empty] | 2000 | France
4767.3 | [5 empty] | 2001 | France
4290.6 | [5 empty] | 2002 | France
5516.9 | [5 empty] | 2003 | France
5148 | [5 empty] | 2004 | France
4695.5 | [5 empty] | 2005 | France
4757.1 | [5 empty] | 2006 | France
3932.8 | [5 empty] | 2007 | France
2587.9 | [5 empty] | 2008 | France
3144.9 | [5 empty] | 2009 | France
3251.9 | [5 empty] | 2010 | France
3273.7 | [5 empty] | 2011 | France
3145.5 | [5 empty] | 2012 | France
3007.6 | [5 empty] | 2013 | France
2288 | [5 empty] | 2014 | France
3377.8 | [5 empty] | 2015 | France
3273.2 | [5 empty] | 2016 | France
3124.1 | [5 empty] | 2017 | France
3132.7 | [5 empty] | 2018 | France
3322.9 | [5 empty] | 2019 | France
3541.9 | [5 empty] | 2020 | France
2621.9 | [5 empty] | 2021 | France
3309.7 | [5 empty] | 2022 | France
0 |  |  |  |  | 2000 | France
0 |  |  |  |  | 2001 | France
0 |  |  |  |  | 2002 | France
0 |  |  |  |  | 2003 | France
0 |  |  |  |  | 2004 | France
0 |  |  |  |  | 2005 | France
0 |  |  |  |  | 2006 | France
0 |  |  |  |  | 2007 | France
0 |  |  |  |  | 2008 | France
0 |  |  |  |  | 2009 | France
36.4 |  |  |  |  | 2010 | France
22.2 |  |  |  |  | 2011 | France
12.9 |  |  |  |  | 2012 | France
6 |  |  |  |  | 2013 | France
3.4 |  |  |  |  | 2014 | France
4.1 |  |  |  |  | 2015 | France
2.7 |  |  |  |  | 2016 | France
4.1 |  |  |  |  | 2017 | France
0.7 |  |  |  |  | 2018 | France
3 |  |  |  |  | 2019 | France
7.3 |  |  |  |  | 2020 | France
9.8 |  |  |  |  | 2021 | France
0 |  |  |  |  | 2022 | France
18338.8 |  |  |  | 2000 | France |  |  | 2000 | 18338.8
19161.3 |  |  |  | 2001 | France |  |  | 2001 | 19161.3
18508 |  |  |  | 2002 | France |  |  | 2002 | 18508
20095.4 |  |  |  | 2003 | France |  |  | 2003 | 20095.4
19077.8 |  |  |  | 2004 | France |  |  | 2004 | 19077.8
19787.5 |  |  |  | 2005 | France |  |  | 2005 | 19787.5
18937.3 |  |  |  | 2006 | France |  |  | 2006 | 18937.3
18509.7 |  |  |  | 2007 | France |  |  | 2007 | 18509.7
18000.6 |  |  |  | 2008 | France |  |  | 2008 | 18000.6
17819.6 |  |  |  | 2009 | France |  |  | 2009 | 17819.6
17149.8 |  |  |  | 2010 | France |  |  | 2010 | 17149.8
17002.6 |  |  |  | 2011 | France |  |  | 2011 | 17002.6
18839.4 |  |  |  | 2012 | France |  |  | 2012 | 18839.4
17021.9 |  |  |  | 2013 | France |  |  | 2013 | 17021.9
17218.4 |  |  |  | 2014 | France |  |  | 2014 | 17218.4
17043.7 |  |  |  | 2015 | France |  |  | 2015 | 17043.7
15708.5 |  |  |  | 2016 | France |  |  | 2016 | 15708.5
16099.2 |  |  |  | 2017 | France |  |  | 2017 | 16099.2
16045.3 |  |  |  | 2018 | France |  |  | 2018 | 16045.3
15300.2 |  |  |  | 2019 | France |  |  | 2019 | 15300.2
13870.2 |  |  |  | 2020 | France |  |  | 2020 | 13870.2
14368.4 |  |  |  | 2021 | France |  |  | 2021 | 14368.4
15304.4 |  |  |  | 2022 | France |  |  | 2022 | 15304.4
2397.8 |  |  | 2000 | France
2408.2 |  |  | 2001 | France
2359.5 |  |  | 2002 | France
2390.3 |  |  | 2003 | France
2315.4 |  |  | 2004 | France
2287.3 |  |  | 2005 | France
2142.9 |  |  | 2006 | France
2165.3 |  |  | 2007 | France
2034.7 |  |  | 2008 | France
1952.9 |  |  | 2009 | France
1757.3 |  |  | 2010 | France
1804.9 |  |  | 2011 | France
2245.1 |  |  | 2012 | France
2194 |  |  | 2013 | France
2238.4 |  |  | 2014 | France
2289.5 |  |  | 2015 | France
2037.5 |  |  | 2016 | France
2212.5 |  |  | 2017 | France
2208 |  |  | 2018 | France
2130.5 |  |  | 2019 | France
1818.3 |  |  | 2020 | France
1788.3 |  |  | 2021 | France
1680.4 |  |  | 2022 | France
0 |  | 2000 | France
0 |  | 2001 | France
0 |  | 2002 | France
0 |  | 2003 | France
0 |  | 2004 | France
0 |  | 2005 | France
0 |  | 2006 | France
0 |  | 2007 | France
106 |  | 2008 | France
0 |  | 2009 | France
83.6 |  | 2010 | France
90.1 |  | 2011 | France
98 |  | 2012 | France
93.8 |  | 2013 | France
51.8 |  | 2014 | France
45.2 |  | 2015 | France
46.7 |  | 2016 | France
43.1 |  | 2017 | France
33.9 |  | 2018 | France
70.7 |  | 2019 | France
87.6 |  | 2020 | France
93.3 |  | 2021 | France
0 |  | 2022 | France
5871.7 | 2000 | France
5966 | 2001 | France
5966 | 2002 | France
6197.9 | 2003 | France
6013.6 | 2004 | France
5915.4 | 2005 | France
5861.7 | 2006 | France
5683 | 2007 | France
5518.9 | 2008 | France
5645.2 | 2009 | France
5490.3 | 2010 | France
5379.5 | 2011 | France
5480.9 | 2012 | France
5283.2 | 2013 | France
5066.3 | 2014 | France
5216.2 | 2015 | France
5174 | 2016 | France
5391.2 | 2017 | France
5315.9 | 2018 | France
5309 | 2019 | France
5358.6 | 2020 | France
5652.6 | 2021 | France
5879 | 2022 | France
30 | [5 empty] | 2000 | Croatia
30 | [5 empty] | 2001 | Croatia
30 | [5 empty] | 2002 | Croatia
30 | [5 empty] | 2003 | Croatia
30 | [5 empty] | 2004 | Croatia
30 | [5 empty] | 2005 | Croatia
30 | [5 empty] | 2006 | Croatia
30 | [5 empty] | 2007 | Croatia
30 | [5 empty] | 2008 | Croatia
30 | [5 empty] | 2009 | Croatia
30 | [5 empty] | 2010 | Croatia
30 | [5 empty] | 2011 | Croatia
30 | [5 empty] | 2012 | Croatia
30 | [5 empty] | 2013 | Croatia
30 | [5 empty] | 2014 | Croatia
30 | [5 empty] | 2015 | Croatia
30 | [5 empty] | 2016 | Croatia
30 | [5 empty] | 2017 | Croatia
30 | [5 empty] | 2018 | Croatia
30 | [5 empty] | 2019 | Croatia
30 | [5 empty] | 2020 | Croatia
30 | [5 empty] | 2021 | Croatia
30 | [5 empty] | 2022 | Croatia
2000 | Croatia
0 |  |  |  |  | 2001 | Croatia
0 |  |  |  |  | 2002 | Croatia
0 |  |  |  |  | 2003 | Croatia
0 |  |  |  |  | 2004 | Croatia
0 |  |  |  |  | 2005 | Croatia
0 |  |  |  |  | 2006 | Croatia
0 |  |  |  |  | 2007 | Croatia
0 |  |  |  |  | 2008 | Croatia
0 |  |  |  |  | 2009 | Croatia
0 |  |  |  |  | 2010 | Croatia
0 |  |  |  |  | 2011 | Croatia
0 |  |  |  |  | 2012 | Croatia
0 |  |  |  |  | 2013 | Croatia
0 |  |  |  |  | 2014 | Croatia
0 |  |  |  |  | 2015 | Croatia
0 |  |  |  |  | 2016 | Croatia
0 |  |  |  |  | 2017 | Croatia
0 |  |  |  |  | 2018 | Croatia
0 |  |  |  |  | 2019 | Croatia
0 |  |  |  |  | 2020 | Croatia
0 |  |  |  |  | 2021 | Croatia
0 |  |  |  |  | 2022 | Croatia
110 |  |  |  | 2000 | Croatia |  |  | 2000 | 110
110 |  |  |  | 2001 | Croatia |  |  | 2001 | 110
110 |  |  |  | 2002 | Croatia |  |  | 2002 | 110
110 |  |  |  | 2003 | Croatia |  |  | 2003 | 110
110 |  |  |  | 2004 | Croatia |  |  | 2004 | 110
110 |  |  |  | 2005 | Croatia |  |  | 2005 | 110
110 |  |  |  | 2006 | Croatia |  |  | 2006 | 110
110 |  |  |  | 2007 | Croatia |  |  | 2007 | 110
76.5 |  |  |  | 2008 | Croatia |  |  | 2008 | 76.5
76.7 |  |  |  | 2009 | Croatia |  |  | 2009 | 76.7
106.9 |  |  |  | 2010 | Croatia |  |  | 2010 | 106.9
83.5 |  |  |  | 2011 | Croatia |  |  | 2011 | 83.5
96.6 |  |  |  | 2012 | Croatia |  |  | 2012 | 96.6
76.8 |  |  |  | 2013 | Croatia |  |  | 2013 | 76.8
73.9 |  |  |  | 2014 | Croatia |  |  | 2014 | 73.9
94.8 |  |  |  | 2015 | Croatia |  |  | 2015 | 94.8
108.1 |  |  |  | 2016 | Croatia |  |  | 2016 | 108.1
166.3 |  |  |  | 2017 | Croatia |  |  | 2017 | 166.3
165 |  |  |  | 2018 | Croatia |  |  | 2018 | 165
171.9 |  |  |  | 2019 | Croatia |  |  | 2019 | 171.9
164.2 |  |  |  | 2020 | Croatia |  |  | 2020 | 164.2
167.3 |  |  |  | 2021 | Croatia |  |  | 2021 | 167.3
194.1 |  |  |  | 2022 | Croatia |  |  | 2022 | 194.1
60 |  |  | 2000 | Croatia
27.4 |  |  | 2001 | Croatia
28.4 |  |  | 2002 | Croatia
26.7 |  |  | 2003 | Croatia
26.5 |  |  | 2004 | Croatia
28.8 |  |  | 2005 | Croatia
30.5 |  |  | 2006 | Croatia
29 |  |  | 2007 | Croatia
29.3 |  |  | 2008 | Croatia
28.9 |  |  | 2009 | Croatia
28.8 |  |  | 2010 | Croatia
30.4 |  |  | 2011 | Croatia
29.3 |  |  | 2012 | Croatia
28.3 |  |  | 2013 | Croatia
27.5 |  |  | 2014 | Croatia
28.1 |  |  | 2015 | Croatia
27.7 |  |  | 2016 | Croatia
28.8 |  |  | 2017 | Croatia
30.1 |  |  | 2018 | Croatia
30.1 |  |  | 2019 | Croatia
26.9 |  |  | 2020 | Croatia
25 |  |  | 2021 | Croatia
21.8 |  |  | 2022 | Croatia
3.5 |  | 2000 | Croatia
2.7 |  | 2001 | Croatia
2.8 |  | 2002 | Croatia
2.7 |  | 2003 | Croatia
2.8 |  | 2004 | Croatia
2.9 |  | 2005 | Croatia
3.2 |  | 2006 | Croatia
3.3 |  | 2007 | Croatia
2.1 |  | 2008 | Croatia
2.3 |  | 2009 | Croatia
2.4 |  | 2010 | Croatia
1.8 |  | 2011 | Croatia
2.3 |  | 2012 | Croatia
2.5 |  | 2013 | Croatia
2.3 |  | 2014 | Croatia
2.5 |  | 2015 | Croatia
2.3 |  | 2016 | Croatia
2.4 |  | 2017 | Croatia
2.5 |  | 2018 | Croatia
2.1 |  | 2019 | Croatia
2.4 |  | 2020 | Croatia
2.3 |  | 2021 | Croatia
2.4 |  | 2022 | Croatia
482 | 2000 | Croatia
488.6 | 2001 | Croatia
474.2 | 2002 | Croatia
495.5 | 2003 | Croatia
479.5 | 2004 | Croatia
476.1 | 2005 | Croatia
471.1 | 2006 | Croatia
472 | 2007 | Croatia
464.1 | 2008 | Croatia
472.7 | 2009 | Croatia
513.9 | 2010 | Croatia
517.7 | 2011 | Croatia
493.5 | 2012 | Croatia
490.1 | 2013 | Croatia
445.1 | 2014 | Croatia
464.4 | 2015 | Croatia
467.5 | 2016 | Croatia
448.6 | 2017 | Croatia
441 | 2018 | Croatia
438 | 2019 | Croatia
434.7 | 2020 | Croatia
440.1 | 2021 | Croatia
452.7 | 2022 | Croatia
728.7 | [5 empty] | 2000 | Hungary
724 | [5 empty] | 2001 | Hungary
687.3 | [5 empty] | 2002 | Hungary
720 | [5 empty] | 2003 | Hungary
653.2 | [5 empty] | 2004 | Hungary
350.2 | [5 empty] | 2005 | Hungary
343.7 | [5 empty] | 2006 | Hungary
371.8 | [5 empty] | 2007 | Hungary
388.9 | [5 empty] | 2008 | Hungary
385.6 | [5 empty] | 2009 | Hungary
279.5 | [5 empty] | 2010 | Hungary
329.7 | [5 empty] | 2011 | Hungary
321.7 | [5 empty] | 2012 | Hungary
345.7 | [5 empty] | 2013 | Hungary
328.9 | [5 empty] | 2014 | Hungary
345.7 | [5 empty] | 2015 | Hungary
310.3 | [5 empty] | 2016 | Hungary
310.3 | [5 empty] | 2017 | Hungary
310.3 | [5 empty] | 2018 | Hungary
310.3 | [5 empty] | 2019 | Hungary
310.3 | [5 empty] | 2020 | Hungary
310.3 | [5 empty] | 2021 | Hungary
310.3 | [5 empty] | 2022 | Hungary
0 |  |  |  |  | 2000 | Hungary
0 |  |  |  |  | 2001 | Hungary
0 |  |  |  |  | 2002 | Hungary
262.1 |  |  |  |  | 2003 | Hungary
217.9 |  |  |  |  | 2004 | Hungary
215 |  |  |  |  | 2005 | Hungary
222.9 |  |  |  |  | 2006 | Hungary
224.2 |  |  |  |  | 2007 | Hungary
230.6 |  |  |  |  | 2008 | Hungary
0 |  |  |  |  | 2009 | Hungary
0 |  |  |  |  | 2010 | Hungary
0 |  |  |  |  | 2011 | Hungary
0 |  |  |  |  | 2012 | Hungary
0 |  |  |  |  | 2013 | Hungary
0 |  |  |  |  | 2014 | Hungary
0 |  |  |  |  | 2015 | Hungary
0 |  |  |  |  | 2016 | Hungary
0 |  |  |  |  | 2017 | Hungary
0 |  |  |  |  | 2018 | Hungary
0 |  |  |  |  | 2019 | Hungary
0 |  |  |  |  | 2020 | Hungary
0 |  |  |  |  | 2021 | Hungary
0 |  |  |  |  | 2022 | Hungary
4141 |  |  |  | 2000 | Hungary |  |  | 2000 | 4141
4277.7 |  |  |  | 2001 | Hungary |  |  | 2001 | 4277.7
4252 |  |  |  | 2002 | Hungary |  |  | 2002 | 4252
4016.9 |  |  |  | 2003 | Hungary |  |  | 2003 | 4016.9
3943.3 |  |  |  | 2004 | Hungary |  |  | 2004 | 3943.3
3501.4 |  |  |  | 2005 | Hungary |  |  | 2005 | 3501.4
3522.7 |  |  |  | 2006 | Hungary |  |  | 2006 | 3522.7
4176.1 |  |  |  | 2007 | Hungary |  |  | 2007 | 4176.1
4348.7 |  |  |  | 2008 | Hungary |  |  | 2008 | 4348.7
4811.4 |  |  |  | 2009 | Hungary |  |  | 2009 | 4811.4
4000.3 |  |  |  | 2010 | Hungary |  |  | 2010 | 4000.3
3802.1 |  |  |  | 2011 | Hungary |  |  | 2011 | 3802.1
3610.1 |  |  |  | 2012 | Hungary |  |  | 2012 | 3610.1
3531.4 |  |  |  | 2013 | Hungary |  |  | 2013 | 3531.4
3426.3 |  |  |  | 2014 | Hungary |  |  | 2014 | 3426.3
3537 |  |  |  | 2015 | Hungary |  |  | 2015 | 3537
3539.1 |  |  |  | 2016 | Hungary |  |  | 2016 | 3539.1
3718.8 |  |  |  | 2017 | Hungary |  |  | 2017 | 3718.8
3352.6 |  |  |  | 2018 | Hungary |  |  | 2018 | 3352.6
3398.5 |  |  |  | 2019 | Hungary |  |  | 2019 | 3398.5
3514.3 |  |  |  | 2020 | Hungary |  |  | 2020 | 3514.3
3586.7 |  |  |  | 2021 | Hungary |  |  | 2021 | 3586.7
3331.1 |  |  |  | 2022 | Hungary |  |  | 2022 | 3331.1
166.1 |  |  | 2000 | Hungary
161.8 |  |  | 2001 | Hungary
160.5 |  |  | 2002 | Hungary
146.4 |  |  | 2003 | Hungary
138.3 |  |  | 2004 | Hungary
87.6 |  |  | 2005 | Hungary
89.2 |  |  | 2006 | Hungary
81 |  |  | 2007 | Hungary
81.4 |  |  | 2008 | Hungary
71.2 |  |  | 2009 | Hungary
70.4 |  |  | 2010 | Hungary
74.9 |  |  | 2011 | Hungary
93.9 |  |  | 2012 | Hungary
104.9 |  |  | 2013 | Hungary
92.2 |  |  | 2014 | Hungary
101.5 |  |  | 2015 | Hungary
99.6 |  |  | 2016 | Hungary
50.6 |  |  | 2017 | Hungary
138.4 |  |  | 2018 | Hungary
130.4 |  |  | 2019 | Hungary
111.9 |  |  | 2020 | Hungary
123 |  |  | 2021 | Hungary
177.5 |  |  | 2022 | Hungary
22.2 |  | 2000 | Hungary
19.5 |  | 2001 | Hungary
21.3 |  | 2002 | Hungary
12.9 |  | 2003 | Hungary
9.3 |  | 2004 | Hungary
5.4 |  | 2005 | Hungary
4.1 |  | 2006 | Hungary
4.3 |  | 2007 | Hungary
4.6 |  | 2008 | Hungary
36.3 |  | 2009 | Hungary
49.8 |  | 2010 | Hungary
46.5 |  | 2011 | Hungary
43.9 |  | 2012 | Hungary
41 |  | 2013 | Hungary
37.6 |  | 2014 | Hungary
35.5 |  | 2015 | Hungary
34.9 |  | 2016 | Hungary
30.4 |  | 2017 | Hungary
31.6 |  | 2018 | Hungary
26.6 |  | 2019 | Hungary
0 |  | 2020 | Hungary
0 |  | 2021 | Hungary
22.9 |  | 2022 | Hungary
817.3 | 2000 | Hungary
802.4 | 2001 | Hungary
801.9 | 2002 | Hungary
806.9 | 2003 | Hungary
802.9 | 2004 | Hungary
697.1 | 2005 | Hungary
661.3 | 2006 | Hungary
666.6 | 2007 | Hungary
640.7 | 2008 | Hungary
632.5 | 2009 | Hungary
597.6 | 2010 | Hungary
599.9 | 2011 | Hungary
598.4 | 2012 | Hungary
589.3 | 2013 | Hungary
574.5 | 2014 | Hungary
604.5 | 2015 | Hungary
594.7 | 2016 | Hungary
624.5 | 2017 | Hungary
627.9 | 2018 | Hungary
643.3 | 2019 | Hungary
647.7 | 2020 | Hungary
638.1 | 2021 | Hungary
820 | 2022 | Hungary
37.4 | [5 empty] | 2000 | Ireland
36.1 | [5 empty] | 2001 | Ireland
37.7 | [5 empty] | 2002 | Ireland
36.9 | [5 empty] | 2003 | Ireland
37.5 | [5 empty] | 2004 | Ireland
36.4 | [5 empty] | 2005 | Ireland
36.3 | [5 empty] | 2006 | Ireland
37.2 | [5 empty] | 2007 | Ireland
37.1 | [5 empty] | 2008 | Ireland
37.4 | [5 empty] | 2009 | Ireland
35 | [5 empty] | 2010 | Ireland
36.1 | [5 empty] | 2011 | Ireland
36.8 | [5 empty] | 2012 | Ireland
36.8 | [5 empty] | 2013 | Ireland
37.7 | [5 empty] | 2014 | Ireland
38.4 | [5 empty] | 2015 | Ireland
37.1 | [5 empty] | 2016 | Ireland
36.7 | [5 empty] | 2017 | Ireland
34.7 | [5 empty] | 2018 | Ireland
35.7 | [5 empty] | 2019 | Ireland
38.2 | [5 empty] | 2020 | Ireland
39.5 | [5 empty] | 2021 | Ireland
39 | [5 empty] | 2022 | Ireland
0 |  |  |  |  | 2000 | Ireland
0 |  |  |  |  | 2001 | Ireland
0 |  |  |  |  | 2002 | Ireland
0 |  |  |  |  | 2003 | Ireland
0 |  |  |  |  | 2004 | Ireland
0 |  |  |  |  | 2005 | Ireland
0 |  |  |  |  | 2006 | Ireland
0 |  |  |  |  | 2007 | Ireland
0 |  |  |  |  | 2008 | Ireland
0 |  |  |  |  | 2009 | Ireland
0 |  |  |  |  | 2010 | Ireland
0 |  |  |  |  | 2011 | Ireland
0 |  |  |  |  | 2012 | Ireland
0 |  |  |  |  | 2013 | Ireland
0 |  |  |  |  | 2014 | Ireland
0 |  |  |  |  | 2015 | Ireland
0 |  |  |  |  | 2016 | Ireland
0 |  |  |  |  | 2017 | Ireland
0 |  |  |  |  | 2018 | Ireland
0 |  |  |  |  | 2019 | Ireland
0 |  |  |  |  | 2020 | Ireland
0 |  |  |  |  | 2021 | Ireland
0.4 |  |  |  |  | 2022 | Ireland
388.3 |  |  |  | 2000 | Ireland |  |  | 2000 | 388.3
404.1 |  |  |  | 2001 | Ireland |  |  | 2001 | 404.1
408 |  |  |  | 2002 | Ireland |  |  | 2002 | 408
408.4 |  |  |  | 2003 | Ireland |  |  | 2003 | 408.4
414 |  |  |  | 2004 | Ireland |  |  | 2004 | 414
420.6 |  |  |  | 2005 | Ireland |  |  | 2005 | 420.6
445 |  |  |  | 2006 | Ireland |  |  | 2006 | 445
456.6 |  |  |  | 2007 | Ireland |  |  | 2007 | 456.6
489.7 |  |  |  | 2008 | Ireland |  |  | 2008 | 489.7
458.5 |  |  |  | 2009 | Ireland |  |  | 2009 | 458.5
459.2 |  |  |  | 2010 | Ireland |  |  | 2010 | 459.2
439.9 |  |  |  | 2011 | Ireland |  |  | 2011 | 439.9
443 |  |  |  | 2012 | Ireland |  |  | 2012 | 443
419.7 |  |  |  | 2013 | Ireland |  |  | 2013 | 419.7
422.5 |  |  |  | 2014 | Ireland |  |  | 2014 | 422.5
459.7 |  |  |  | 2015 | Ireland |  |  | 2015 | 459.7
459.6 |  |  |  | 2016 | Ireland |  |  | 2016 | 459.6
494 |  |  |  | 2017 | Ireland |  |  | 2017 | 494
359.2 |  |  |  | 2018 | Ireland |  |  | 2018 | 359.2
359.2 |  |  |  | 2019 | Ireland |  |  | 2019 | 359.2
359.2 |  |  |  | 2020 | Ireland |  |  | 2020 | 359.2
359.2 |  |  |  | 2021 | Ireland |  |  | 2021 | 359.2
359.1 |  |  |  | 2022 | Ireland |  |  | 2022 | 359.1
36.3 |  |  | 2000 | Ireland
33.6 |  |  | 2001 | Ireland
31.7 |  |  | 2002 | Ireland
30.3 |  |  | 2003 | Ireland
30 |  |  | 2004 | Ireland
28.9 |  |  | 2005 | Ireland
28.2 |  |  | 2006 | Ireland
33.6 |  |  | 2007 | Ireland
26 |  |  | 2008 | Ireland
25 |  |  | 2009 | Ireland
26.9 |  |  | 2010 | Ireland
26.9 |  |  | 2011 | Ireland
26.5 |  |  | 2012 | Ireland
25.9 |  |  | 2013 | Ireland
31.4 |  |  | 2014 | Ireland
46.5 |  |  | 2015 | Ireland
46 |  |  | 2016 | Ireland
46 |  |  | 2017 | Ireland
27 |  |  | 2018 | Ireland
405.3 |  |  | 2019 | Ireland
52.2 |  |  | 2020 | Ireland
0 |  |  | 2021 | Ireland
52.4 |  |  | 2022 | Ireland
0 |  | 2000 | Ireland
0 |  | 2001 | Ireland
0 |  | 2002 | Ireland
0 |  | 2003 | Ireland
0 |  | 2004 | Ireland
0 |  | 2005 | Ireland
0 |  | 2006 | Ireland
51 |  | 2007 | Ireland
0 |  | 2008 | Ireland
0 |  | 2009 | Ireland
0 |  | 2010 | Ireland
0 |  | 2011 | Ireland
0 |  | 2012 | Ireland
0 |  | 2013 | Ireland
0 |  | 2014 | Ireland
0 |  | 2015 | Ireland
0 |  | 2016 | Ireland
0 |  | 2017 | Ireland
75.8 |  | 2018 | Ireland
25 |  | 2019 | Ireland
25 |  | 2020 | Ireland
32.9 |  | 2021 | Ireland
115.6 |  | 2022 | Ireland
514.9 | 2000 | Ireland
526.4 | 2001 | Ireland
556 | 2002 | Ireland
551.8 | 2003 | Ireland
565.3 | 2004 | Ireland
662 | 2005 | Ireland
594.1 | 2006 | Ireland
609 | 2007 | Ireland
624 | 2008 | Ireland
680 | 2009 | Ireland
631 | 2010 | Ireland
627 | 2011 | Ireland
628 | 2012 | Ireland
620 | 2013 | Ireland
660 | 2014 | Ireland
627 | 2015 | Ireland
631 | 2016 | Ireland
610 | 2017 | Ireland
980.1 | 2018 | Ireland
982.5 | 2019 | Ireland
982.8 | 2020 | Ireland
1008.3 | 2021 | Ireland
1105.7 | 2022 | Ireland
166.1 | [5 empty] | 2000 | Iceland
166.1 | [5 empty] | 2001 | Iceland
166.1 | [5 empty] | 2002 | Iceland
166.1 | [5 empty] | 2003 | Iceland
166.1 | [5 empty] | 2004 | Iceland
166.1 | [5 empty] | 2005 | Iceland
96.1 | [5 empty] | 2006 | Iceland
97.2 | [5 empty] | 2007 | Iceland
96.9 | [5 empty] | 2008 | Iceland
95.7 | [5 empty] | 2009 | Iceland
97 | [5 empty] | 2010 | Iceland
96 | [5 empty] | 2011 | Iceland
97.9 | [5 empty] | 2012 | Iceland
97.7 | [5 empty] | 2013 | Iceland
97.1 | [5 empty] | 2014 | Iceland
95.5 | [5 empty] | 2015 | Iceland
95.1 | [5 empty] | 2016 | Iceland
95 | [5 empty] | 2017 | Iceland
95.7 | [5 empty] | 2018 | Iceland
95.8 | [5 empty] | 2019 | Iceland
95.2 | [5 empty] | 2020 | Iceland
95.5 | [5 empty] | 2021 | Iceland
95.1 | [5 empty] | 2022 | Iceland
0 |  |  |  | 2000 | Iceland
0 |  |  |  | 2001 | Iceland
0 |  |  |  | 2002 | Iceland
0 |  |  |  | 2003 | Iceland
0 |  |  |  | 2004 | Iceland
0 |  |  |  | 2005 | Iceland
0 |  |  |  | 2006 | Iceland
0 |  |  |  | 2007 | Iceland
0 |  |  |  | 2008 | Iceland
0 |  |  |  | 2009 | Iceland
0 |  |  |  | 2010 | Iceland
0 |  |  |  | 2011 | Iceland
0 |  |  |  | 2012 | Iceland
0 |  |  |  | 2013 | Iceland
0 |  |  |  | 2014 | Iceland
0 |  |  |  | 2015 | Iceland
0 |  |  |  | 2016 | Iceland
0 |  |  |  | 2017 | Iceland
0 |  |  |  | 2018 | Iceland
0 |  |  |  | 2019 | Iceland
10.3 |  |  |  | 2020 | Iceland
10.8 |  |  |  | 2021 | Iceland
0 |  |  |  | 2022 | Iceland
14 |  |  | 2000 | Iceland
14 |  |  | 2001 | Iceland
14 |  |  | 2002 | Iceland
14 |  |  | 2003 | Iceland
14 |  |  | 2004 | Iceland
14 |  |  | 2005 | Iceland
14 |  |  | 2006 | Iceland
14 |  |  | 2007 | Iceland
14 |  |  | 2008 | Iceland
14 |  |  | 2009 | Iceland
29.1 |  |  | 2010 | Iceland
10.4 |  |  | 2011 | Iceland
12 |  |  | 2012 | Iceland
199.6 |  |  | 2013 | Iceland
190.8 |  |  | 2014 | Iceland
140.9 |  |  | 2015 | Iceland
142.7 |  |  | 2016 | Iceland
12 |  |  | 2017 | Iceland
12 |  |  | 2018 | Iceland
0 |  |  | 2019 | Iceland
53.7 |  |  | 2020 | Iceland
52.8 |  |  | 2021 | Iceland
53.8 |  |  | 2022 | Iceland
0 |  | 2000 | Iceland
0 |  | 2001 | Iceland
0 |  | 2002 | Iceland
0 |  | 2003 | Iceland
0 |  | 2004 | Iceland
0 |  | 2005 | Iceland
0 |  | 2006 | Iceland
0 |  | 2007 | Iceland
0 |  | 2008 | Iceland
0 |  | 2009 | Iceland
0 |  | 2010 | Iceland
0 |  | 2011 | Iceland
0 |  | 2012 | Iceland
0 |  | 2013 | Iceland
0 |  | 2014 | Iceland
0 |  | 2015 | Iceland
0 |  | 2016 | Iceland
0 |  | 2017 | Iceland
0 |  | 2018 | Iceland
0 |  | 2019 | Iceland
0 |  | 2020 | Iceland
0 |  | 2021 | Iceland
0 |  | 2022 | Iceland
77 | 2000 | Iceland
78 | 2001 | Iceland
79 | 2002 | Iceland
79 | 2003 | Iceland
79 | 2004 | Iceland
79 | 2005 | Iceland
94.7 | 2006 | Iceland
102.2 | 2007 | Iceland
110.5 | 2008 | Iceland
119.6 | 2009 | Iceland
161.5 | 2010 | Iceland
166.3 | 2011 | Iceland
162 | 2012 | Iceland
170.7 | 2013 | Iceland
162.1 | 2014 | Iceland
162 | 2015 | Iceland
168.5 | 2016 | Iceland
171.5 | 2017 | Iceland
176.6 | 2018 | Iceland
180.9 | 2019 | Iceland
147.5 | 2020 | Iceland
149.4 | 2021 | Iceland
152.4 | 2022 | Iceland
20010 | [5 empty] | 2000 | Italy
20227.614 | [5 empty] | 2001 | Italy
16948.641 | [5 empty] | 2002 | Italy
15121.867 | [5 empty] | 2003 | Italy
13910.053 | [5 empty] | 2004 | Italy
13068.795 | [5 empty] | 2005 | Italy
11804.317 | [5 empty] | 2006 | Italy
12890 | [5 empty] | 2007 | Italy
14713.134 | [5 empty] | 2008 | Italy
16800 | [5 empty] | 2009 | Italy
11098 | [5 empty] | 2010 | Italy
15436.015 | [5 empty] | 2011 | Italy
16088.335 | [5 empty] | 2012 | Italy
16725.068 | [5 empty] | 2013 | Italy
17120.987 | [5 empty] | 2014 | Italy
17041.227 | [5 empty] | 2015 | Italy
16163.733 | [5 empty] | 2016 | Italy
16069.212 | [5 empty] | 2017 | Italy
16523.426 | [5 empty] | 2018 | Italy
16543.373 | [5 empty] | 2019 | Italy
15719.345 | [5 empty] | 2020 | Italy
15719.32 | [5 empty] | 2021 | Italy
15716.933 | [5 empty] | 2022 | Italy
0 |  |  |  | 2000 | Italy |  |  | 2000 | 0
0 |  |  |  | 2001 | Italy |  |  | 2001 | 0
0 |  |  |  | 2002 | Italy |  |  | 2002 | 0
0 |  |  |  | 2003 | Italy |  |  | 2003 | 0
0 |  |  |  | 2004 | Italy |  |  | 2004 | 0
0 |  |  |  | 2005 | Italy |  |  | 2005 | 0
0 |  |  |  | 2006 | Italy |  |  | 2006 | 0
0 |  |  |  | 2007 | Italy |  |  | 2007 | 0
0 |  |  |  | 2008 | Italy |  |  | 2008 | 0
0 |  |  |  | 2009 | Italy |  |  | 2009 | 0
0 |  |  |  | 2010 | Italy |  |  | 2010 | 0
0 |  |  |  | 2011 | Italy |  |  | 2011 | 0
0 |  |  |  | 2012 | Italy |  |  | 2012 | 0
0 |  |  |  | 2013 | Italy |  |  | 2013 | 0
0 |  |  |  | 2014 | Italy |  |  | 2014 | 0
0 |  |  |  | 2015 | Italy |  |  | 2015 | 0
0 |  |  |  | 2016 | Italy |  |  | 2016 | 0
0 |  |  |  | 2017 | Italy |  |  | 2017 | 0
0 |  |  |  | 2018 | Italy |  |  | 2018 | 0
0 |  |  |  | 2019 | Italy |  |  | 2019 | 0
4318 |  |  |  | 2020 | Italy |  |  | 2020 | 4318
4594.2 |  |  |  | 2021 | Italy |  |  | 2021 | 4594.2
4619.5 |  |  |  | 2022 | Italy |  |  | 2022 | 4619.5
16290 |  |  | 2000 | Italy
8494.4 |  |  | 2001 | Italy
14971 |  |  | 2002 | Italy
8157.9 |  |  | 2003 | Italy
8125.3 |  |  | 2004 | Italy
7995.3 |  |  | 2005 | Italy
8331.1 |  |  | 2006 | Italy
11661 |  |  | 2007 | Italy
8172.7 |  |  | 2008 | Italy
6333.9 |  |  | 2009 | Italy
6751.9 |  |  | 2010 | Italy
6859.9 |  |  | 2011 | Italy
5500 |  |  | 2012 | Italy
5351.5 |  |  | 2013 | Italy
5346.1 |  |  | 2014 | Italy
5180.3 |  |  | 2015 | Italy
5220.1 |  |  | 2016 | Italy
6596.1 |  |  | 2017 | Italy
6236.3 |  |  | 2018 | Italy
6125.1 |  |  | 2019 | Italy
6437.7 |  |  | 2020 | Italy
8425.5 |  |  | 2021 | Italy
8500.5 |  |  | 2022 | Italy
0 |  | 2000 | Italy
0 |  | 2001 | Italy
0 |  | 2002 | Italy
0 |  | 2003 | Italy
0 |  | 2004 | Italy
0 |  | 2005 | Italy
0 |  | 2006 | Italy
0 |  | 2007 | Italy
0 |  | 2008 | Italy
0 |  | 2009 | Italy
0 |  | 2010 | Italy
0 |  | 2011 | Italy
0 |  | 2012 | Italy
0 |  | 2013 | Italy
0 |  | 2014 | Italy
0 |  | 2015 | Italy
0 |  | 2016 | Italy
0 |  | 2017 | Italy
0 |  | 2018 | Italy
0 |  | 2019 | Italy
0 |  | 2020 | Italy
0 |  | 2021 | Italy
0 |  | 2022 | Italy
5582.9 | 2000 | Italy
5559.3 | 2001 | Italy
5535.7 | 2002 | Italy
5512.1 | 2003 | Italy
5488.5 | 2004 | Italy
8942.3 | 2005 | Italy
8993.1 | 2006 | Italy
9043.9 | 2007 | Italy
9094.7 | 2008 | Italy
9183.7 | 2009 | Italy
9272.7 | 2010 | Italy
9361.7 | 2011 | Italy
9450.7 | 2012 | Italy
9367 | 2013 | Italy
9396 | 2014 | Italy
9476.4 | 2015 | Italy
9390.1 | 2016 | Italy
9305.3 | 2017 | Italy
9219.8 | 2018 | Italy
9198.6 | 2019 | Italy
9178 | 2020 | Italy
9116.2 | 2021 | Italy
9054.3 | 2022 | Italy
104.2 | [5 empty] | 2000 | Lithuania
93.3 | [5 empty] | 2001 | Lithuania
90.1 | [5 empty] | 2002 | Lithuania
93.3 | [5 empty] | 2003 | Lithuania
89.3 | [5 empty] | 2004 | Lithuania
87.1 | [5 empty] | 2005 | Lithuania
87.9 | [5 empty] | 2006 | Lithuania
85.3 | [5 empty] | 2007 | Lithuania
83.1 | [5 empty] | 2008 | Lithuania
80.4 | [5 empty] | 2009 | Lithuania
69.5 | [5 empty] | 2010 | Lithuania
65.1 | [5 empty] | 2011 | Lithuania
61.9 | [5 empty] | 2012 | Lithuania
60.5 | [5 empty] | 2013 | Lithuania
59.5 | [5 empty] | 2014 | Lithuania
62.9 | [5 empty] | 2015 | Lithuania
60.7 | [5 empty] | 2016 | Lithuania
60.1 | [5 empty] | 2017 | Lithuania
57.9 | [5 empty] | 2018 | Lithuania
58.5 | [5 empty] | 2019 | Lithuania
61.2 | [5 empty] | 2020 | Lithuania
60 | [5 empty] | 2021 | Lithuania
60 | [5 empty] | 2022 | Lithuania
0.2 |  |  |  |  | 2000 | Lithuania
0.2 |  |  |  |  | 2001 | Lithuania
0.3 |  |  |  |  | 2002 | Lithuania
0.3 |  |  |  |  | 2003 | Lithuania
0.3 |  |  |  |  | 2004 | Lithuania
0.2 |  |  |  |  | 2005 | Lithuania
0.2 |  |  |  |  | 2006 | Lithuania
0.1 |  |  |  |  | 2007 | Lithuania
0.6 |  |  |  |  | 2008 | Lithuania
0.3 |  |  |  |  | 2009 | Lithuania
0.5 |  |  |  |  | 2010 | Lithuania
0.5 |  |  |  |  | 2011 | Lithuania
0.2 |  |  |  |  | 2012 | Lithuania
0.5 |  |  |  |  | 2013 | Lithuania
0.4 |  |  |  |  | 2014 | Lithuania
0.3 |  |  |  |  | 2015 | Lithuania
0.4 |  |  |  |  | 2016 | Lithuania
0.5 |  |  |  |  | 2017 | Lithuania
0.5 |  |  |  |  | 2018 | Lithuania
0.2 |  |  |  |  | 2019 | Lithuania
0 |  |  |  |  | 2020 | Lithuania
0 |  |  |  |  | 2021 | Lithuania
0 |  |  |  |  | 2022 | Lithuania
1978.9 |  |  |  | 2000 | Lithuania |  |  | 2000 | 1978.9
2481.1 |  |  |  | 2001 | Lithuania |  |  | 2001 | 2481.1
2856.2 |  |  |  | 2002 | Lithuania |  |  | 2002 | 2856.2
3041.4 |  |  |  | 2003 | Lithuania |  |  | 2003 | 3041.4
3007.2 |  |  |  | 2004 | Lithuania |  |  | 2004 | 3007.2
2097.5 |  |  |  | 2005 | Lithuania |  |  | 2005 | 2097.5
1786.9 |  |  |  | 2006 | Lithuania |  |  | 2006 | 1786.9
1978.5 |  |  |  | 2007 | Lithuania |  |  | 2007 | 1978.5
1983.3 |  |  |  | 2008 | Lithuania |  |  | 2008 | 1983.3
2137.7 |  |  |  | 2009 | Lithuania |  |  | 2009 | 2137.7
394.5 |  |  |  | 2010 | Lithuania |  |  | 2010 | 394.5
267.6 |  |  |  | 2011 | Lithuania |  |  | 2011 | 267.6
351 |  |  |  | 2012 | Lithuania |  |  | 2012 | 351
159.5 |  |  |  | 2013 | Lithuania |  |  | 2013 | 159.5
120.6 |  |  |  | 2014 | Lithuania |  |  | 2014 | 120.6
143.6 |  |  |  | 2015 | Lithuania |  |  | 2015 | 143.6
72 |  |  |  | 2016 | Lithuania |  |  | 2016 | 72
22.6 |  |  |  | 2017 | Lithuania |  |  | 2017 | 22.6
15.4 |  |  |  | 2018 | Lithuania |  |  | 2018 | 15.4
12.5 |  |  |  | 2019 | Lithuania |  |  | 2019 | 12.5
131.2 |  |  |  | 2020 | Lithuania |  |  | 2020 | 131.2
87.5 |  |  |  | 2021 | Lithuania |  |  | 2021 | 87.5
38.2 |  |  |  | 2022 | Lithuania |  |  | 2022 | 38.2
32 |  |  | 2000 | Lithuania
30.4 |  |  | 2001 | Lithuania
32 |  |  | 2002 | Lithuania
32.3 |  |  | 2003 | Lithuania
31.7 |  |  | 2004 | Lithuania
31.4 |  |  | 2005 | Lithuania
32.3 |  |  | 2006 | Lithuania
34 |  |  | 2007 | Lithuania
30.4 |  |  | 2008 | Lithuania
25.6 |  |  | 2009 | Lithuania
24.3 |  |  | 2010 | Lithuania
28.5 |  |  | 2011 | Lithuania
32.7 |  |  | 2012 | Lithuania
31.3 |  |  | 2013 | Lithuania
30.5 |  |  | 2014 | Lithuania
30.6 |  |  | 2015 | Lithuania
30.2 |  |  | 2016 | Lithuania
32.6 |  |  | 2017 | Lithuania
31.4 |  |  | 2018 | Lithuania
31 |  |  | 2019 | Lithuania
31.2 |  |  | 2020 | Lithuania
30.1 |  |  | 2021 | Lithuania
24.8 |  |  | 2022 | Lithuania
11.9 |  | 2000 | Lithuania
8.9 |  | 2001 | Lithuania
9.4 |  | 2002 | Lithuania
9.6 |  | 2003 | Lithuania
10.3 |  | 2004 | Lithuania
10 |  | 2005 | Lithuania
10.4 |  | 2006 | Lithuania
10.8 |  | 2007 | Lithuania
11 |  | 2008 | Lithuania
11.4 |  | 2009 | Lithuania
15.2 |  | 2010 | Lithuania
15.9 |  | 2011 | Lithuania
17.9 |  | 2012 | Lithuania
15.4 |  | 2013 | Lithuania
12 |  | 2014 | Lithuania
10.7 |  | 2015 | Lithuania
14.8 |  | 2016 | Lithuania
15.9 |  | 2017 | Lithuania
14.9 |  | 2018 | Lithuania
14.2 |  | 2019 | Lithuania
15 |  | 2020 | Lithuania
15.3 |  | 2021 | Lithuania
16.4 |  | 2022 | Lithuania
140.1 | 2000 | Lithuania
132.7 | 2001 | Lithuania
134.8 | 2002 | Lithuania
137.4 | 2003 | Lithuania
139.7 | 2004 | Lithuania
140.7 | 2005 | Lithuania
143.6 | 2006 | Lithuania
141.2 | 2007 | Lithuania
138.7 | 2008 | Lithuania
130.4 | 2009 | Lithuania
128.6 | 2010 | Lithuania
126.5 | 2011 | Lithuania
122.3 | 2012 | Lithuania
129 | 2013 | Lithuania
130.9 | 2014 | Lithuania
129.7 | 2015 | Lithuania
130.4 | 2016 | Lithuania
129 | 2017 | Lithuania
135.9 | 2018 | Lithuania
136.7 | 2019 | Lithuania
133.8 | 2020 | Lithuania
137.4 | 2021 | Lithuania
136.8 | 2022 | Lithuania
0.6 | [5 empty] | 2000 | Luxembourg
0.5 | [5 empty] | 2001 | Luxembourg
0.6 | [5 empty] | 2002 | Luxembourg
0.6 | [5 empty] | 2003 | Luxembourg
0.6 | [5 empty] | 2004 | Luxembourg
0.6 | [5 empty] | 2005 | Luxembourg
0.6 | [5 empty] | 2006 | Luxembourg
0.5 | [5 empty] | 2007 | Luxembourg
0.5 | [5 empty] | 2008 | Luxembourg
0.6 | [5 empty] | 2009 | Luxembourg
0.3 | [5 empty] | 2010 | Luxembourg
0.7 | [5 empty] | 2011 | Luxembourg
0.4 | [5 empty] | 2012 | Luxembourg
0.5 | [5 empty] | 2013 | Luxembourg
0.5 | [5 empty] | 2014 | Luxembourg
0.9 | [5 empty] | 2015 | Luxembourg
0.5 | [5 empty] | 2016 | Luxembourg
0.5 | [5 empty] | 2017 | Luxembourg
0.7 | [5 empty] | 2018 | Luxembourg
1 | [5 empty] | 2019 | Luxembourg
0.8 | [5 empty] | 2020 | Luxembourg
0.6 | [5 empty] | 2021 | Luxembourg
0.7 | [5 empty] | 2022 | Luxembourg
0 |  |  |  |  | 2000 | Luxembourg
0 |  |  |  |  | 2001 | Luxembourg
0 |  |  |  |  | 2002 | Luxembourg
0 |  |  |  |  | 2003 | Luxembourg
0 |  |  |  |  | 2004 | Luxembourg
0 |  |  |  |  | 2005 | Luxembourg
0 |  |  |  |  | 2006 | Luxembourg
0 |  |  |  |  | 2007 | Luxembourg
0 |  |  |  |  | 2008 | Luxembourg
0 |  |  |  |  | 2009 | Luxembourg
0 |  |  |  |  | 2010 | Luxembourg
0 |  |  |  |  | 2011 | Luxembourg
0 |  |  |  |  | 2012 | Luxembourg
0 |  |  |  |  | 2013 | Luxembourg
0 |  |  |  |  | 2014 | Luxembourg
0 |  |  |  |  | 2015 | Luxembourg
0 |  |  |  |  | 2016 | Luxembourg
0 |  |  |  |  | 2017 | Luxembourg
0 |  |  |  |  | 2018 | Luxembourg
0 |  |  |  |  | 2019 | Luxembourg
0 |  |  |  |  | 2020 | Luxembourg
0.1 |  |  |  |  | 2021 | Luxembourg
0.1 |  |  |  |  | 2022 | Luxembourg
0 |  |  |  | 2000 | Luxembourg |  |  | 2000 | 0
0 |  |  |  | 2001 | Luxembourg |  |  | 2001 | 0
0 |  |  |  | 2002 | Luxembourg |  |  | 2002 | 0
0 |  |  |  | 2003 | Luxembourg |  |  | 2003 | 0
0 |  |  |  | 2004 | Luxembourg |  |  | 2004 | 0
0 |  |  |  | 2005 | Luxembourg |  |  | 2005 | 0
0 |  |  |  | 2006 | Luxembourg |  |  | 2006 | 0
0 |  |  |  | 2007 | Luxembourg |  |  | 2007 | 0
0 |  |  |  | 2008 | Luxembourg |  |  | 2008 | 0
0 |  |  |  | 2009 | Luxembourg |  |  | 2009 | 0
0 |  |  |  | 2010 | Luxembourg |  |  | 2010 | 0
0 |  |  |  | 2011 | Luxembourg |  |  | 2011 | 0
0 |  |  |  | 2012 | Luxembourg |  |  | 2012 | 0
0 |  |  |  | 2013 | Luxembourg |  |  | 2013 | 0
0 |  |  |  | 2014 | Luxembourg |  |  | 2014 | 0
0 |  |  |  | 2015 | Luxembourg |  |  | 2015 | 0
0 |  |  |  | 2016 | Luxembourg |  |  | 2016 | 0
0 |  |  |  | 2017 | Luxembourg |  |  | 2017 | 0
0 |  |  |  | 2018 | Luxembourg |  |  | 2018 | 0
0 |  |  |  | 2019 | Luxembourg |  |  | 2019 | 0
0 |  |  |  | 2020 | Luxembourg |  |  | 2020 | 0
0 |  |  |  | 2021 | Luxembourg |  |  | 2021 | 0
0 |  |  |  | 2022 | Luxembourg |  |  | 2022 | 0
3.6 |  |  | 2000 | Luxembourg
3.4 |  |  | 2001 | Luxembourg
3.3 |  |  | 2002 | Luxembourg
3 |  |  | 2003 | Luxembourg
2.9 |  |  | 2004 | Luxembourg
2.8 |  |  | 2005 | Luxembourg
2.7 |  |  | 2006 | Luxembourg
2.6 |  |  | 2007 | Luxembourg
2.8 |  |  | 2008 | Luxembourg
3.4 |  |  | 2009 | Luxembourg
2.9 |  |  | 2010 | Luxembourg
3.6 |  |  | 2011 | Luxembourg
3.7 |  |  | 2012 | Luxembourg
1.8 |  |  | 2013 | Luxembourg
2.8 |  |  | 2014 | Luxembourg
1.9 |  |  | 2015 | Luxembourg
1.3 |  |  | 2016 | Luxembourg
1.5 |  |  | 2017 | Luxembourg
1.9 |  |  | 2018 | Luxembourg
4.1 |  |  | 2019 | Luxembourg
3.5 |  |  | 2020 | Luxembourg
3.6 |  |  | 2021 | Luxembourg
1.4 |  |  | 2022 | Luxembourg
0 |  | 2000 | Luxembourg
0 |  | 2001 | Luxembourg
0 |  | 2002 | Luxembourg
0 |  | 2003 | Luxembourg
0 |  | 2004 | Luxembourg
0 |  | 2005 | Luxembourg
0 |  | 2006 | Luxembourg
0 |  | 2007 | Luxembourg
0 |  | 2008 | Luxembourg
0 |  | 2009 | Luxembourg
0 |  | 2010 | Luxembourg
0 |  | 2011 | Luxembourg
0 |  | 2012 | Luxembourg
0.2 |  | 2013 | Luxembourg
0.2 |  | 2014 | Luxembourg
0 |  | 2015 | Luxembourg
0 |  | 2016 | Luxembourg
0 |  | 2017 | Luxembourg
0 |  | 2018 | Luxembourg
0 |  | 2019 | Luxembourg
0 |  | 2020 | Luxembourg
0 |  | 2021 | Luxembourg
0.1 |  | 2022 | Luxembourg
33.7 | 2000 | Luxembourg
34.1 | 2001 | Luxembourg
34.4 | 2002 | Luxembourg
34.8 | 2003 | Luxembourg
35.3 | 2004 | Luxembourg
35.6 | 2005 | Luxembourg
36.1 | 2006 | Luxembourg
36.5 | 2007 | Luxembourg
37 | 2008 | Luxembourg
43 | 2009 | Luxembourg
44.5 | 2010 | Luxembourg
44.4 | 2011 | Luxembourg
40.6 | 2012 | Luxembourg
40.6 | 2013 | Luxembourg
42.2 | 2014 | Luxembourg
42.1 | 2015 | Luxembourg
42.4 | 2016 | Luxembourg
43.2 | 2017 | Luxembourg
49.3 | 2018 | Luxembourg
43.7 | 2019 | Luxembourg
42.7 | 2020 | Luxembourg
41.1 | 2021 | Luxembourg
43.5 | 2022 | Luxembourg
58.8 | [5 empty] | 2000 | Latvia
56.5 | [5 empty] | 2001 | Latvia
62.8 | [5 empty] | 2002 | Latvia
61.6 | [5 empty] | 2003 | Latvia
50.8 | [5 empty] | 2004 | Latvia
60 | [5 empty] | 2005 | Latvia
59.1 | [5 empty] | 2006 | Latvia
59.2 | [5 empty] | 2007 | Latvia
46 | [5 empty] | 2008 | Latvia
54.3 | [5 empty] | 2009 | Latvia
41.1 | [5 empty] | 2010 | Latvia
29.1 | [5 empty] | 2011 | Latvia
47.7 | [5 empty] | 2012 | Latvia
43 | [5 empty] | 2013 | Latvia
44 | [5 empty] | 2014 | Latvia
55.3 | [5 empty] | 2015 | Latvia
63.2 | [5 empty] | 2016 | Latvia
59.5 | [5 empty] | 2017 | Latvia
58.9 | [5 empty] | 2018 | Latvia
60.3 | [5 empty] | 2019 | Latvia
60.5 | [5 empty] | 2020 | Latvia
59 | [5 empty] | 2021 | Latvia
59.6 | [5 empty] | 2022 | Latvia
1.8 |  |  |  |  | 2000 | Latvia
1.2 |  |  |  |  | 2001 | Latvia
0.9 |  |  |  |  | 2002 | Latvia
0.9 |  |  |  |  | 2003 | Latvia
0.8 |  |  |  |  | 2004 | Latvia
1.3 |  |  |  |  | 2005 | Latvia
1.2 |  |  |  |  | 2006 | Latvia
0.9 |  |  |  |  | 2007 | Latvia
1.4 |  |  |  |  | 2008 | Latvia
1.4 |  |  |  |  | 2009 | Latvia
0.7 |  |  |  |  | 2010 | Latvia
0.7 |  |  |  |  | 2011 | Latvia
0.7 |  |  |  |  | 2012 | Latvia
0.9 |  |  |  |  | 2013 | Latvia
0.8 |  |  |  |  | 2014 | Latvia
1.3 |  |  |  |  | 2015 | Latvia
0.5 |  |  |  |  | 2016 | Latvia
0.5 |  |  |  |  | 2017 | Latvia
0.1 |  |  |  |  | 2018 | Latvia
0 |  |  |  |  | 2019 | Latvia
0 |  |  |  |  | 2020 | Latvia
0 |  |  |  |  | 2021 | Latvia
0 |  |  |  |  | 2022 | Latvia
26 |  |  |  | 2000 | Latvia |  |  | 2000 | 26
16 |  |  |  | 2001 | Latvia |  |  | 2001 | 16
18.8 |  |  |  | 2002 | Latvia |  |  | 2002 | 18.8
21.2 |  |  |  | 2003 | Latvia |  |  | 2003 | 21.2
18.7 |  |  |  | 2004 | Latvia |  |  | 2004 | 18.7
23.5 |  |  |  | 2005 | Latvia |  |  | 2005 | 23.5
2.1 |  |  |  | 2006 | Latvia |  |  | 2006 | 2.1
2.2 |  |  |  | 2007 | Latvia |  |  | 2007 | 2.2
2.6 |  |  |  | 2008 | Latvia |  |  | 2008 | 2.6
2.5 |  |  |  | 2009 | Latvia |  |  | 2009 | 2.5
2.4 |  |  |  | 2010 | Latvia |  |  | 2010 | 2.4
2.2 |  |  |  | 2011 | Latvia |  |  | 2011 | 2.2
2.2 |  |  |  | 2012 | Latvia |  |  | 2012 | 2.2
3.4 |  |  |  | 2013 | Latvia |  |  | 2013 | 3.4
2.7 |  |  |  | 2014 | Latvia |  |  | 2014 | 2.7
3.3 |  |  |  | 2015 | Latvia |  |  | 2015 | 3.3
2.6 |  |  |  | 2016 | Latvia |  |  | 2016 | 2.6
1.6 |  |  |  | 2017 | Latvia |  |  | 2017 | 1.6
2.5 |  |  |  | 2018 | Latvia |  |  | 2018 | 2.5
3 |  |  |  | 2019 | Latvia |  |  | 2019 | 3
2.2 |  |  |  | 2020 | Latvia |  |  | 2020 | 2.2
2.6 |  |  |  | 2021 | Latvia |  |  | 2021 | 2.6
2 |  |  |  | 2022 | Latvia |  |  | 2022 | 2
39.1 |  |  | 2000 | Latvia
45 |  |  | 2001 | Latvia
45.5 |  |  | 2002 | Latvia
39.8 |  |  | 2003 | Latvia
36 |  |  | 2004 | Latvia
33.6 |  |  | 2005 | Latvia
28.3 |  |  | 2006 | Latvia
27.3 |  |  | 2007 | Latvia
23.2 |  |  | 2008 | Latvia
19.9 |  |  | 2009 | Latvia
23.2 |  |  | 2010 | Latvia
24.5 |  |  | 2011 | Latvia
23.2 |  |  | 2012 | Latvia
22.6 |  |  | 2013 | Latvia
21.2 |  |  | 2014 | Latvia
19.1 |  |  | 2015 | Latvia
21.3 |  |  | 2016 | Latvia
19.7 |  |  | 2017 | Latvia
15.6 |  |  | 2018 | Latvia
16.3 |  |  | 2019 | Latvia
17.1 |  |  | 2020 | Latvia
19 |  |  | 2021 | Latvia
19.8 |  |  | 2022 | Latvia
2.2 |  | 2000 | Latvia
2.3 |  | 2001 | Latvia
1.6 |  | 2002 | Latvia
4.1 |  | 2003 | Latvia
3.4 |  | 2004 | Latvia
4.7 |  | 2005 | Latvia
4.3 |  | 2006 | Latvia
5.5 |  | 2007 | Latvia
16.7 |  | 2008 | Latvia
14.8 |  | 2009 | Latvia
25.9 |  | 2010 | Latvia
18.3 |  | 2011 | Latvia
16.8 |  | 2012 | Latvia
16.6 |  | 2013 | Latvia
9.3 |  | 2014 | Latvia
9.2 |  | 2015 | Latvia
7.7 |  | 2016 | Latvia
11.4 |  | 2017 | Latvia
12.1 |  | 2018 | Latvia
6.7 |  | 2019 | Latvia
9.9 |  | 2020 | Latvia
10.9 |  | 2021 | Latvia
7.1 |  | 2022 | Latvia
148.4 | 2000 | Latvia
136.7 | 2001 | Latvia
129.6 | 2002 | Latvia
130.7 | 2003 | Latvia
124.1 | 2004 | Latvia
122.3 | 2005 | Latvia
119.4 | 2006 | Latvia
118.9 | 2007 | Latvia
111.2 | 2008 | Latvia
98.2 | 2009 | Latvia
97.2 | 2010 | Latvia
98.5 | 2011 | Latvia
93.8 | 2012 | Latvia
91 | 2013 | Latvia
88.3 | 2014 | Latvia
86.5 | 2015 | Latvia
88.1 | 2016 | Latvia
86.1 | 2017 | Latvia
90.8 | 2018 | Latvia
88.9 | 2019 | Latvia
88.5 | 2020 | Latvia
90.1 | 2021 | Latvia
91.7 | 2022 | Latvia
1.7 | [5 empty] | 2000 | Montenegro
1.7 | [5 empty] | 2001 | Montenegro
1.7 | [5 empty] | 2002 | Montenegro
1.7 | [5 empty] | 2003 | Montenegro
1.7 | [5 empty] | 2004 | Montenegro
1.7 | [5 empty] | 2005 | Montenegro
1.7 | [5 empty] | 2006 | Montenegro
1.7 | [5 empty] | 2007 | Montenegro
1.7 | [5 empty] | 2008 | Montenegro
1.7 | [5 empty] | 2009 | Montenegro
1.7 | [5 empty] | 2010 | Montenegro
1.7 | [5 empty] | 2011 | Montenegro
1.7 | [5 empty] | 2012 | Montenegro
1.7 | [5 empty] | 2013 | Montenegro
1.7 | [5 empty] | 2014 | Montenegro
1.7 | [5 empty] | 2015 | Montenegro
1.7 | [5 empty] | 2016 | Montenegro
1.7 | [5 empty] | 2017 | Montenegro
1.7 | [5 empty] | 2018 | Montenegro
1.7 | [5 empty] | 2019 | Montenegro
1.7 | [5 empty] | 2020 | Montenegro
1.7 | [5 empty] | 2021 | Montenegro
1.7 | [5 empty] | 2022 | Montenegro
0 |  |  |  | 2000 | Montenegro
0 |  |  |  | 2001 | Montenegro
0 |  |  |  | 2002 | Montenegro
0 |  |  |  | 2003 | Montenegro
0 |  |  |  | 2004 | Montenegro
182.3 |  |  |  | 2005 | Montenegro
200.9 |  |  |  | 2006 | Montenegro
144.9 |  |  |  | 2007 | Montenegro
202.8 |  |  |  | 2008 | Montenegro
155.2 |  |  |  | 2009 | Montenegro
246.3 |  |  |  | 2010 | Montenegro
208.5 |  |  |  | 2011 | Montenegro
209.2 |  |  |  | 2012 | Montenegro
256.1 |  |  |  | 2013 | Montenegro
3 |  |  |  | 2014 | Montenegro
3.5 |  |  |  | 2015 | Montenegro
3.1 |  |  |  | 2016 | Montenegro
3.2 |  |  |  | 2017 | Montenegro
3.3 |  |  |  | 2018 | Montenegro
3 |  |  |  | 2019 | Montenegro
3 |  |  |  | 2020 | Montenegro
3 |  |  |  | 2021 | Montenegro
2077.2 |  |  |  | 2022 | Montenegro
0 |  |  | 2000 | Montenegro
0 |  |  | 2001 | Montenegro
0 |  |  | 2002 | Montenegro
0 |  |  | 2003 | Montenegro
0 |  |  | 2004 | Montenegro
0 |  |  | 2005 | Montenegro
0 |  |  | 2006 | Montenegro
0 |  |  | 2007 | Montenegro
0 |  |  | 2008 | Montenegro
0 |  |  | 2009 | Montenegro
0 |  |  | 2010 | Montenegro
5 |  |  | 2011 | Montenegro
4 |  |  | 2012 | Montenegro
2.6 |  |  | 2013 | Montenegro
2.3 |  |  | 2014 | Montenegro
2.3 |  |  | 2015 | Montenegro
2.1 |  |  | 2016 | Montenegro
2.1 |  |  | 2017 | Montenegro
2.1 |  |  | 2018 | Montenegro
2 |  |  | 2019 | Montenegro
2.8 |  |  | 2020 | Montenegro
2.6 |  |  | 2021 | Montenegro
1.4 |  |  | 2022 | Montenegro
0 |  | 2000 | Montenegro
0 |  | 2001 | Montenegro
0 |  | 2002 | Montenegro
0 |  | 2003 | Montenegro
0 |  | 2004 | Montenegro
0 |  | 2005 | Montenegro
0 |  | 2006 | Montenegro
0 |  | 2007 | Montenegro
0 |  | 2008 | Montenegro
0 |  | 2009 | Montenegro
0 |  | 2010 | Montenegro
0 |  | 2011 | Montenegro
0 |  | 2012 | Montenegro
0 |  | 2013 | Montenegro
0 |  | 2014 | Montenegro
0 |  | 2015 | Montenegro
0 |  | 2016 | Montenegro
0 |  | 2017 | Montenegro
0 |  | 2018 | Montenegro
0 |  | 2019 | Montenegro
0.4 |  | 2020 | Montenegro
0.4 |  | 2021 | Montenegro
0.4 |  | 2022 | Montenegro
56.4 | 2000 | Montenegro
55.8 | 2001 | Montenegro
55.1 | 2002 | Montenegro
54.4 | 2003 | Montenegro
53.7 | 2004 | Montenegro
53.7 | 2005 | Montenegro
52.4 | 2006 | Montenegro
51.7 | 2007 | Montenegro
49.9 | 2008 | Montenegro
50.4 | 2009 | Montenegro
49.7 | 2010 | Montenegro
49.7 | 2011 | Montenegro
48.4 | 2012 | Montenegro
47.7 | 2013 | Montenegro
47.1 | 2014 | Montenegro
46.4 | 2015 | Montenegro
47.1 | 2016 | Montenegro
47.2 | 2017 | Montenegro
47.2 | 2018 | Montenegro
47.1 | 2019 | Montenegro
121.3 | 2020 | Montenegro
121.3 | 2021 | Montenegro
121.3 | 2022 | Montenegro
383 | [5 empty] | 2000 | North Macedonia
306.7 | [5 empty] | 2001 | North Macedonia
281.4 | [5 empty] | 2002 | North Macedonia
393.3 | [5 empty] | 2003 | North Macedonia
244.8 | [5 empty] | 2004 | North Macedonia
255.1 | [5 empty] | 2005 | North Macedonia
182 | [5 empty] | 2006 | North Macedonia
125.5 | [5 empty] | 2007 | North Macedonia
277.9 | [5 empty] | 2008 | North Macedonia
359.9 | [5 empty] | 2009 | North Macedonia
359.9 | [5 empty] | 2010 | North Macedonia
273.7 | [5 empty] | 2011 | North Macedonia
1353.2 | [5 empty] | 2012 | North Macedonia
156.5 | [5 empty] | 2013 | North Macedonia
209.2 | [5 empty] | 2014 | North Macedonia
336.6 | [5 empty] | 2015 | North Macedonia
161.8 | [5 empty] | 2016 | North Macedonia
194.8 | [5 empty] | 2017 | North Macedonia
140.1 | [5 empty] | 2018 | North Macedonia
198 | [5 empty] | 2019 | North Macedonia
340.6 | [5 empty] | 2020 | North Macedonia
337.4 | [5 empty] | 2021 | North Macedonia
337.6 | [5 empty] | 2022 | North Macedonia
8.9 |  |  |  | 2000 | North Macedonia
6.9 |  |  |  | 2001 | North Macedonia
6.6 |  |  |  | 2002 | North Macedonia
9.8 |  |  |  | 2003 | North Macedonia
12.4 |  |  |  | 2004 | North Macedonia
0.5 |  |  |  | 2005 | North Macedonia
5.9 |  |  |  | 2006 | North Macedonia
12.3 |  |  |  | 2007 | North Macedonia
7.5 |  |  |  | 2008 | North Macedonia
18.1 |  |  |  | 2009 | North Macedonia
14 |  |  |  | 2010 | North Macedonia
20.2 |  |  |  | 2011 | North Macedonia
17.9 |  |  |  | 2012 | North Macedonia
11.2 |  |  |  | 2013 | North Macedonia
9.4 |  |  |  | 2014 | North Macedonia
9.8 |  |  |  | 2015 | North Macedonia
9.8 |  |  |  | 2016 | North Macedonia
9.8 |  |  |  | 2017 | North Macedonia
6.4 |  |  |  | 2018 | North Macedonia
7.9 |  |  |  | 2019 | North Macedonia
6.5 |  |  |  | 2020 | North Macedonia
5.8 |  |  |  | 2021 | North Macedonia
7.8 |  |  |  | 2022 | North Macedonia
82.1 |  |  | 2000 | North Macedonia
136.1 |  |  | 2001 | North Macedonia
122.2 |  |  | 2002 | North Macedonia
202.5 |  |  | 2003 | North Macedonia
1146 |  |  | 2004 | North Macedonia
478 |  |  | 2005 | North Macedonia
436.1 |  |  | 2006 | North Macedonia
174.5 |  |  | 2007 | North Macedonia
196.4 |  |  | 2008 | North Macedonia
303.4 |  |  | 2009 | North Macedonia
155.7 |  |  | 2010 | North Macedonia
93.3 |  |  | 2011 | North Macedonia
136.5 |  |  | 2012 | North Macedonia
68.9 |  |  | 2013 | North Macedonia
54.3 |  |  | 2014 | North Macedonia
7.5 |  |  | 2015 | North Macedonia
22.3 |  |  | 2016 | North Macedonia
49.1 |  |  | 2017 | North Macedonia
21.5 |  |  | 2018 | North Macedonia
24.7 |  |  | 2019 | North Macedonia
15.8 |  |  | 2020 | North Macedonia
13.8 |  |  | 2021 | North Macedonia
31.5 |  |  | 2022 | North Macedonia
13.3 |  | 2000 | North Macedonia
12.4 |  | 2001 | North Macedonia
10.9 |  | 2002 | North Macedonia
0.3 |  | 2003 | North Macedonia
52.9 |  | 2004 | North Macedonia
206 |  | 2005 | North Macedonia
52.9 |  | 2006 | North Macedonia
12.5 |  | 2007 | North Macedonia
10.7 |  | 2008 | North Macedonia
9.1 |  | 2009 | North Macedonia
24.6 |  | 2010 | North Macedonia
66 |  | 2011 | North Macedonia
14.1 |  | 2012 | North Macedonia
26.9 |  | 2013 | North Macedonia
14.2 |  | 2014 | North Macedonia
9.1 |  | 2015 | North Macedonia
14.4 |  | 2016 | North Macedonia
9.7 |  | 2017 | North Macedonia
13 |  | 2018 | North Macedonia
12.3 |  | 2019 | North Macedonia
12.3 |  | 2020 | North Macedonia
14 |  | 2021 | North Macedonia
14.9 |  | 2022 | North Macedonia
204.7 | 2000 | North Macedonia
205.7 | 2001 | North Macedonia
212.1 | 2002 | North Macedonia
220.4 | 2003 | North Macedonia
219.2 | 2004 | North Macedonia
217 | 2005 | North Macedonia
223.1 | 2006 | North Macedonia
226.4 | 2007 | North Macedonia
230.9 | 2008 | North Macedonia
273.8 | 2009 | North Macedonia
237.6 | 2010 | North Macedonia
201.3 | 2011 | North Macedonia
165.1 | 2012 | North Macedonia
147.4 | 2013 | North Macedonia
89.3 | 2014 | North Macedonia
86.5 | 2015 | North Macedonia
108 | 2016 | North Macedonia
108.1 | 2017 | North Macedonia
108.3 | 2018 | North Macedonia
108.4 | 2019 | North Macedonia
182.3 | 2020 | North Macedonia
181.7 | 2021 | North Macedonia
161.3 | 2022 | North Macedonia
17.6 | [5 empty] | 2000 | Malta
20.1 | [5 empty] | 2001 | Malta
19 | [5 empty] | 2002 | Malta
16.7 | [5 empty] | 2003 | Malta
16.8 | [5 empty] | 2004 | Malta
19.1 | [5 empty] | 2005 | Malta
20.3 | [5 empty] | 2006 | Malta
23.6 | [5 empty] | 2007 | Malta
22.3 | [5 empty] | 2008 | Malta
19.5 | [5 empty] | 2009 | Malta
28.6 | [5 empty] | 2010 | Malta
26.6 | [5 empty] | 2011 | Malta
24.6 | [5 empty] | 2012 | Malta
30.2 | [5 empty] | 2013 | Malta
28.9 | [5 empty] | 2014 | Malta
26.5 | [5 empty] | 2015 | Malta
28.5 | [5 empty] | 2016 | Malta
27.8 | [5 empty] | 2017 | Malta
25 | [5 empty] | 2018 | Malta
22.6 | [5 empty] | 2019 | Malta
23 | [5 empty] | 2020 | Malta
21.7 | [5 empty] | 2021 | Malta
21.6 | [5 empty] | 2022 | Malta
0 |  |  |  |  | 2000 | Malta
0 |  |  |  |  | 2001 | Malta
0 |  |  |  |  | 2002 | Malta
0 |  |  |  |  | 2003 | Malta
0 |  |  |  |  | 2004 | Malta
0 |  |  |  |  | 2005 | Malta
0 |  |  |  |  | 2006 | Malta
0 |  |  |  |  | 2007 | Malta
0 |  |  |  |  | 2008 | Malta
0 |  |  |  |  | 2009 | Malta
0 |  |  |  |  | 2010 | Malta
0 |  |  |  |  | 2011 | Malta
0 |  |  |  |  | 2012 | Malta
0 |  |  |  |  | 2013 | Malta
0 |  |  |  |  | 2014 | Malta
0 |  |  |  |  | 2015 | Malta
0 |  |  |  |  | 2016 | Malta
0 |  |  |  |  | 2017 | Malta
0 |  |  |  |  | 2018 | Malta
0 |  |  |  |  | 2019 | Malta
0 |  |  |  |  | 2020 | Malta
0 |  |  |  |  | 2021 | Malta
0 |  |  |  |  | 2022 | Malta
0 |  |  |  | 2000 | Malta |  |  | 2000 | 0
0 |  |  |  | 2001 | Malta |  |  | 2001 | 0
0 |  |  |  | 2002 | Malta |  |  | 2002 | 0
0 |  |  |  | 2003 | Malta |  |  | 2003 | 0
0 |  |  |  | 2004 | Malta |  |  | 2004 | 0
0 |  |  |  | 2005 | Malta |  |  | 2005 | 0
0 |  |  |  | 2006 | Malta |  |  | 2006 | 0
0 |  |  |  | 2007 | Malta |  |  | 2007 | 0
0 |  |  |  | 2008 | Malta |  |  | 2008 | 0
0 |  |  |  | 2009 | Malta |  |  | 2009 | 0
0 |  |  |  | 2010 | Malta |  |  | 2010 | 0
0 |  |  |  | 2011 | Malta |  |  | 2011 | 0
0 |  |  |  | 2012 | Malta |  |  | 2012 | 0
0 |  |  |  | 2013 | Malta |  |  | 2013 | 0
0 |  |  |  | 2014 | Malta |  |  | 2014 | 0
0 |  |  |  | 2015 | Malta |  |  | 2015 | 0
0 |  |  |  | 2016 | Malta |  |  | 2016 | 0
0 |  |  |  | 2017 | Malta |  |  | 2017 | 0
0 |  |  |  | 2018 | Malta |  |  | 2018 | 0
0 |  |  |  | 2019 | Malta |  |  | 2019 | 0
0 |  |  |  | 2020 | Malta |  |  | 2020 | 0
0 |  |  |  | 2021 | Malta |  |  | 2021 | 0
0 |  |  |  | 2022 | Malta |  |  | 2022 | 0
1 |  |  | 2000 | Malta
1 |  |  | 2001 | Malta
1 |  |  | 2002 | Malta
1 |  |  | 2003 | Malta
1 |  |  | 2004 | Malta
1 |  |  | 2005 | Malta
1 |  |  | 2006 | Malta
1 |  |  | 2007 | Malta
1 |  |  | 2008 | Malta
1 |  |  | 2009 | Malta
1 |  |  | 2010 | Malta
1 |  |  | 2011 | Malta
1 |  |  | 2012 | Malta
1 |  |  | 2013 | Malta
1 |  |  | 2014 | Malta
1 |  |  | 2015 | Malta
1 |  |  | 2016 | Malta
1 |  |  | 2017 | Malta
1 |  |  | 2018 | Malta
1 |  |  | 2019 | Malta
1 |  |  | 2020 | Malta
1 |  |  | 2021 | Malta
1 |  |  | 2022 | Malta
0 |  | 2000 | Malta
0 |  | 2001 | Malta
0 |  | 2002 | Malta
0 |  | 2003 | Malta
0 |  | 2004 | Malta
0 |  | 2005 | Malta
0 |  | 2006 | Malta
0 |  | 2007 | Malta
0 |  | 2008 | Malta
0 |  | 2009 | Malta
0 |  | 2010 | Malta
0 |  | 2011 | Malta
0 |  | 2012 | Malta
0 |  | 2013 | Malta
0 |  | 2014 | Malta
0 |  | 2015 | Malta
0 |  | 2016 | Malta
0 |  | 2017 | Malta
0 |  | 2018 | Malta
0 |  | 2019 | Malta
0 |  | 2020 | Malta
0 |  | 2021 | Malta
0 |  | 2022 | Malta
18.6 | 2000 | Malta
16.2 | 2001 | Malta
16.3 | 2002 | Malta
15.2 | 2003 | Malta
14.9 | 2004 | Malta
14 | 2005 | Malta
13.1 | 2006 | Malta
14 | 2007 | Malta
14.1 | 2008 | Malta
12.7 | 2009 | Malta
12.8 | 2010 | Malta
13.1 | 2011 | Malta
13.3 | 2012 | Malta
13.8 | 2013 | Malta
14 | 2014 | Malta
13.4 | 2015 | Malta
13.5 | 2016 | Malta
14.4 | 2017 | Malta
14.2 | 2018 | Malta
14.5 | 2019 | Malta
14.5 | 2020 | Malta
14.2 | 2021 | Malta
13.2 | 2022 | Malta
42.4 | [5 empty] | 2000 | Netherlands
53.4 | [5 empty] | 2001 | Netherlands
52.6 | [5 empty] | 2002 | Netherlands
199 | [5 empty] | 2003 | Netherlands
87.6 | [5 empty] | 2004 | Netherlands
74.8 | [5 empty] | 2005 | Netherlands
121.9 | [5 empty] | 2006 | Netherlands
71.9 | [5 empty] | 2007 | Netherlands
71.7 | [5 empty] | 2008 | Netherlands
92.9 | [5 empty] | 2009 | Netherlands
121.9 | [5 empty] | 2010 | Netherlands
119.5 | [5 empty] | 2011 | Netherlands
60.2 | [5 empty] | 2012 | Netherlands
106.9 | [5 empty] | 2013 | Netherlands
82.7 | [5 empty] | 2014 | Netherlands
105.9 | [5 empty] | 2015 | Netherlands
76.5 | [5 empty] | 2016 | Netherlands
119.7 | [5 empty] | 2017 | Netherlands
302.1 | [5 empty] | 2018 | Netherlands
253.4 | [5 empty] | 2019 | Netherlands
307.2 | [5 empty] | 2020 | Netherlands
176.7 | [5 empty] | 2021 | Netherlands
207.1 | [5 empty] | 2022 | Netherlands
0 |  |  |  |  | 2000 | Netherlands
0 |  |  |  |  | 2001 | Netherlands
0 |  |  |  |  | 2002 | Netherlands
0 |  |  |  |  | 2003 | Netherlands
0 |  |  |  |  | 2004 | Netherlands
0 |  |  |  |  | 2005 | Netherlands
0 |  |  |  |  | 2006 | Netherlands
0 |  |  |  |  | 2007 | Netherlands
0 |  |  |  |  | 2008 | Netherlands
0 |  |  |  |  | 2009 | Netherlands
0 |  |  |  |  | 2010 | Netherlands
0 |  |  |  |  | 2011 | Netherlands
0 |  |  |  |  | 2012 | Netherlands
0 |  |  |  |  | 2013 | Netherlands
0 |  |  |  |  | 2014 | Netherlands
0 |  |  |  |  | 2015 | Netherlands
0 |  |  |  |  | 2016 | Netherlands
0 |  |  |  |  | 2017 | Netherlands
0 |  |  |  |  | 2018 | Netherlands
0 |  |  |  |  | 2019 | Netherlands
0 |  |  |  |  | 2020 | Netherlands
0 |  |  |  |  | 2021 | Netherlands
0 |  |  |  |  | 2022 | Netherlands
5280.3 |  |  |  | 2000 | Netherlands |  |  | 2000 | 5280.3
6206.4 |  |  |  | 2001 | Netherlands |  |  | 2001 | 6206.4
5876.8 |  |  |  | 2002 | Netherlands |  |  | 2002 | 5876.8
5547.2 |  |  |  | 2003 | Netherlands |  |  | 2003 | 5547.2
6312 |  |  |  | 2004 | Netherlands |  |  | 2004 | 6312
6667.8 |  |  |  | 2005 | Netherlands |  |  | 2005 | 6667.8
6060.1 |  |  |  | 2006 | Netherlands |  |  | 2006 | 6060.1
6068.4 |  |  |  | 2007 | Netherlands |  |  | 2007 | 6068.4
5696.8 |  |  |  | 2008 | Netherlands |  |  | 2008 | 5696.8
6062.2 |  |  |  | 2009 | Netherlands |  |  | 2009 | 6062.2
6147.6 |  |  |  | 2010 | Netherlands |  |  | 2010 | 6147.6
5360.3 |  |  |  | 2011 | Netherlands |  |  | 2011 | 5360.3
5967.4 |  |  |  | 2012 | Netherlands |  |  | 2012 | 5967.4
5943.8 |  |  |  | 2013 | Netherlands |  |  | 2013 | 5943.8
5096.6 |  |  |  | 2014 | Netherlands |  |  | 2014 | 5096.6
4346.3 |  |  |  | 2015 | Netherlands |  |  | 2015 | 4346.3
3588.7 |  |  |  | 2016 | Netherlands |  |  | 2016 | 3588.7
3586.4 |  |  |  | 2017 | Netherlands |  |  | 2017 | 3586.4
3369.9 |  |  |  | 2018 | Netherlands |  |  | 2018 | 3369.9
3770.6 |  |  |  | 2019 | Netherlands |  |  | 2019 | 3770.6
3520.6 |  |  |  | 2020 | Netherlands |  |  | 2020 | 3520.6
3183.3 |  |  |  | 2021 | Netherlands |  |  | 2021 | 3183.3
5600.7 |  |  |  | 2022 | Netherlands |  |  | 2022 | 5600.7
836.6 |  |  | 2000 | Netherlands
1351.9 |  |  | 2001 | Netherlands
2183 |  |  | 2002 | Netherlands
3014 |  |  | 2003 | Netherlands
3439.3 |  |  | 2004 | Netherlands
3024.3 |  |  | 2005 | Netherlands
3031.5 |  |  | 2006 | Netherlands
3037.6 |  |  | 2007 | Netherlands
3212.1 |  |  | 2008 | Netherlands
3572.9 |  |  | 2009 | Netherlands
2874.6 |  |  | 2010 | Netherlands
2925.6 |  |  | 2011 | Netherlands
2971.2 |  |  | 2012 | Netherlands
2836.7 |  |  | 2013 | Netherlands
2522.2 |  |  | 2014 | Netherlands
2225.7 |  |  | 2015 | Netherlands
2540.7 |  |  | 2016 | Netherlands
2520.9 |  |  | 2017 | Netherlands
2458.4 |  |  | 2018 | Netherlands
2412.8 |  |  | 2019 | Netherlands
2420.8 |  |  | 2020 | Netherlands
2615.2 |  |  | 2021 | Netherlands
3264.5 |  |  | 2022 | Netherlands
0 |  | 2000 | Netherlands
0 |  | 2001 | Netherlands
0 |  | 2002 | Netherlands
1.3 |  | 2003 | Netherlands
1.1 |  | 2004 | Netherlands
1 |  | 2005 | Netherlands
1 |  | 2006 | Netherlands
0.9 |  | 2007 | Netherlands
0.9 |  | 2008 | Netherlands
0.9 |  | 2009 | Netherlands
0.8 |  | 2010 | Netherlands
0.9 |  | 2011 | Netherlands
0.8 |  | 2012 | Netherlands
0.8 |  | 2013 | Netherlands
0.8 |  | 2014 | Netherlands
0.8 |  | 2015 | Netherlands
0.8 |  | 2016 | Netherlands
0.8 |  | 2017 | Netherlands
0.9 |  | 2018 | Netherlands
0.1 |  | 2019 | Netherlands
2.7 |  | 2020 | Netherlands
2.8 |  | 2021 | Netherlands
0 |  | 2022 | Netherlands
1313 | 2000 | Netherlands
1303 | 2001 | Netherlands
1256 | 2002 | Netherlands
1318 | 2003 | Netherlands
1277 | 2004 | Netherlands
1256 | 2005 | Netherlands
1279 | 2006 | Netherlands
1248.4 | 2007 | Netherlands
1252 | 2008 | Netherlands
1235 | 2009 | Netherlands
1217.1 | 2010 | Netherlands
1229 | 2011 | Netherlands
1217.3 | 2012 | Netherlands
1221.8 | 2013 | Netherlands
1224.1 | 2014 | Netherlands
1237.2 | 2015 | Netherlands
1260.4 | 2016 | Netherlands
1199.4 | 2017 | Netherlands
1312.2 | 2018 | Netherlands
1302.2 | 2019 | Netherlands
1333.5 | 2020 | Netherlands
1294.8 | 2021 | Netherlands
1335.8 | 2022 | Netherlands
80 | [5 empty] | 2000 | Norway
176.8 | [5 empty] | 2001 | Norway
113.1 | [5 empty] | 2002 | Norway
68.5 | [5 empty] | 2003 | Norway
73.5 | [5 empty] | 2004 | Norway
102.9 | [5 empty] | 2005 | Norway
112.8 | [5 empty] | 2006 | Norway
113 | [5 empty] | 2007 | Norway
111.9 | [5 empty] | 2008 | Norway
109.9 | [5 empty] | 2009 | Norway
108.8 | [5 empty] | 2010 | Norway
108.3 | [5 empty] | 2011 | Norway
108.1 | [5 empty] | 2012 | Norway
108 | [5 empty] | 2013 | Norway
107.8 | [5 empty] | 2014 | Norway
107.7 | [5 empty] | 2015 | Norway
107.5 | [5 empty] | 2016 | Norway
107.6 | [5 empty] | 2017 | Norway
107.8 | [5 empty] | 2018 | Norway
107.3 | [5 empty] | 2019 | Norway
133.9 | [5 empty] | 2020 | Norway
133.9 | [5 empty] | 2021 | Norway
133.9 | [5 empty] | 2022 | Norway
0 |  |  |  | 2000 | Norway
0 |  |  |  | 2001 | Norway
0 |  |  |  | 2002 | Norway
0 |  |  |  | 2003 | Norway
0 |  |  |  | 2004 | Norway
0 |  |  |  | 2005 | Norway
0 |  |  |  | 2006 | Norway
0 |  |  |  | 2007 | Norway
0 |  |  |  | 2008 | Norway
0 |  |  |  | 2009 | Norway
0 |  |  |  | 2010 | Norway
0 |  |  |  | 2011 | Norway
0 |  |  |  | 2012 | Norway
0 |  |  |  | 2013 | Norway
0 |  |  |  | 2014 | Norway
0 |  |  |  | 2015 | Norway
0 |  |  |  | 2016 | Norway
0 |  |  |  | 2017 | Norway
0 |  |  |  | 2018 | Norway
0 |  |  |  | 2019 | Norway
111.7 |  |  |  | 2020 | Norway
114.4 |  |  |  | 2021 | Norway
106 |  |  |  | 2022 | Norway
814.3 |  |  | 2000 | Norway
805.2 |  |  | 2001 | Norway
799 |  |  | 2002 | Norway
915 |  |  | 2003 | Norway
973.3 |  |  | 2004 | Norway
1154.4 |  |  | 2005 | Norway
1105.3 |  |  | 2006 | Norway
1191.2 |  |  | 2007 | Norway
1132.3 |  |  | 2008 | Norway
1027.2 |  |  | 2009 | Norway
1094.3 |  |  | 2010 | Norway
1101.5 |  |  | 2011 | Norway
1130.3 |  |  | 2012 | Norway
1171.4 |  |  | 2013 | Norway
1211.8 |  |  | 2014 | Norway
1168.2 |  |  | 2015 | Norway
1131 |  |  | 2016 | Norway
1131 |  |  | 2017 | Norway
1150.2 |  |  | 2018 | Norway
0 |  |  | 2019 | Norway
1154.2 |  |  | 2020 | Norway
1239.6 |  |  | 2021 | Norway
0 |  |  | 2022 | Norway
0 |  | 2000 | Norway
0 |  | 2001 | Norway
0 |  | 2002 | Norway
0 |  | 2003 | Norway
0 |  | 2004 | Norway
0 |  | 2005 | Norway
0 |  | 2006 | Norway
0 |  | 2007 | Norway
0 |  | 2008 | Norway
0 |  | 2009 | Norway
0 |  | 2010 | Norway
0 |  | 2011 | Norway
0 |  | 2012 | Norway
0 |  | 2013 | Norway
0 |  | 2014 | Norway
0 |  | 2015 | Norway
0 |  | 2016 | Norway
0 |  | 2017 | Norway
0 |  | 2018 | Norway
0 |  | 2019 | Norway
0 |  | 2020 | Norway
0 |  | 2021 | Norway
0 |  | 2022 | Norway
802 | 2000 | Norway
806 | 2001 | Norway
808 | 2002 | Norway
815 | 2003 | Norway
820 | 2004 | Norway
825 | 2005 | Norway
833 | 2006 | Norway
833 | 2007 | Norway
826 | 2008 | Norway
800 | 2009 | Norway
803 | 2010 | Norway
819 | 2011 | Norway
816 | 2012 | Norway
838 | 2013 | Norway
863 | 2014 | Norway
795.8 | 2015 | Norway
732.5 | 2016 | Norway
775.5 | 2017 | Norway
819.6 | 2018 | Norway
851 | 2019 | Norway
768.8 | 2020 | Norway
728 | 2021 | Norway
773.4 | 2022 | Norway
1062.5 | [5 empty] | 2000 | Poland
1035.2 | [5 empty] | 2001 | Poland
1110.1 | [5 empty] | 2002 | Poland
1178.6 | [5 empty] | 2003 | Poland
1224.7 | [5 empty] | 2004 | Poland
1102.9 | [5 empty] | 2005 | Poland
1094.9 | [5 empty] | 2006 | Poland
1123.9 | [5 empty] | 2007 | Poland
1150.8 | [5 empty] | 2008 | Poland
1161.2 | [5 empty] | 2009 | Poland
1314 | [5 empty] | 2010 | Poland
1267.9 | [5 empty] | 2011 | Poland
1258.1 | [5 empty] | 2012 | Poland
1229.4 | [5 empty] | 2013 | Poland
1203.7 | [5 empty] | 2014 | Poland
1139.8 | [5 empty] | 2015 | Poland
1190.9 | [5 empty] | 2016 | Poland
1165.8 | [5 empty] | 2017 | Poland
1117.6 | [5 empty] | 2018 | Poland
1010.5 | [5 empty] | 2019 | Poland
949.8 | [5 empty] | 2020 | Poland
1000 | [5 empty] | 2021 | Poland
986.8 | [5 empty] | 2022 | Poland
2.5 |  |  |  |  | 2000 | Poland
2.3 |  |  |  |  | 2001 | Poland
1.7 |  |  |  |  | 2002 | Poland
2 |  |  |  |  | 2003 | Poland
5.5 |  |  |  |  | 2004 | Poland
62.6 |  |  |  |  | 2005 | Poland
25 |  |  |  |  | 2006 | Poland
12.3 |  |  |  |  | 2007 | Poland
12.4 |  |  |  |  | 2008 | Poland
16.5 |  |  |  |  | 2009 | Poland
5.7 |  |  |  |  | 2010 | Poland
6.3 |  |  |  |  | 2011 | Poland
6.4 |  |  |  |  | 2012 | Poland
4 |  |  |  |  | 2013 | Poland
3.2 |  |  |  |  | 2014 | Poland
3.9 |  |  |  |  | 2015 | Poland
3.6 |  |  |  |  | 2016 | Poland
2.9 |  |  |  |  | 2017 | Poland
1.5 |  |  |  |  | 2018 | Poland
4.8 |  |  |  |  | 2019 | Poland
2.4 |  |  |  |  | 2020 | Poland
0.3 |  |  |  |  | 2021 | Poland
2.2 |  |  |  |  | 2022 | Poland
6633.8 |  |  |  | 2000 | Poland |  |  | 2000 | 6633.8
6588.5 |  |  |  | 2001 | Poland |  |  | 2001 | 6588.5
6737.4 |  |  |  | 2002 | Poland |  |  | 2002 | 6737.4
6954.6 |  |  |  | 2003 | Poland |  |  | 2003 | 6954.6
6866.5 |  |  |  | 2004 | Poland |  |  | 2004 | 6866.5
6710.6 |  |  |  | 2005 | Poland |  |  | 2005 | 6710.6
7437.8 |  |  |  | 2006 | Poland |  |  | 2006 | 7437.8
7213.1 |  |  |  | 2007 | Poland |  |  | 2007 | 7213.1
6312.7 |  |  |  | 2008 | Poland |  |  | 2008 | 6312.7
6548.5 |  |  |  | 2009 | Poland |  |  | 2009 | 6548.5
6561 |  |  |  | 2010 | Poland |  |  | 2010 | 6561
6889.7 |  |  |  | 2011 | Poland |  |  | 2011 | 6889.7
6588.2 |  |  |  | 2012 | Poland |  |  | 2012 | 6588.2
6472.5 |  |  |  | 2013 | Poland |  |  | 2013 | 6472.5
6606.6 |  |  |  | 2014 | Poland |  |  | 2014 | 6606.6
6389.7 |  |  |  | 2015 | Poland |  |  | 2015 | 6389.7
6397.6 |  |  |  | 2016 | Poland |  |  | 2016 | 6397.6
5979.7 |  |  |  | 2017 | Poland |  |  | 2017 | 5979.7
5741.1 |  |  |  | 2018 | Poland |  |  | 2018 | 5741.1
5273.9 |  |  |  | 2019 | Poland |  |  | 2019 | 5273.9
4901.6 |  |  |  | 2020 | Poland |  |  | 2020 | 4901.6
5216 |  |  |  | 2021 | Poland |  |  | 2021 | 5216
5379 |  |  |  | 2022 | Poland |  |  | 2022 | 5379
775.2 |  |  | 2000 | Poland
645.7 |  |  | 2001 | Poland
632.9 |  |  | 2002 | Poland
464.6 |  |  | 2003 | Poland
481.9 |  |  | 2004 | Poland
476.4 |  |  | 2005 | Poland
493.7 |  |  | 2006 | Poland
491.7 |  |  | 2007 | Poland
463.5 |  |  | 2008 | Poland
444.6 |  |  | 2009 | Poland
450.3 |  |  | 2010 | Poland
472.3 |  |  | 2011 | Poland
464.5 |  |  | 2012 | Poland
470.8 |  |  | 2013 | Poland
462.2 |  |  | 2014 | Poland
471.2 |  |  | 2015 | Poland
490.3 |  |  | 2016 | Poland
493.3 |  |  | 2017 | Poland
499 |  |  | 2018 | Poland
486.3 |  |  | 2019 | Poland
478.8 |  |  | 2020 | Poland
481.4 |  |  | 2021 | Poland
471.6 |  |  | 2022 | Poland
153.8 |  | 2000 | Poland
126.9 |  | 2001 | Poland
118.7 |  | 2002 | Poland
114 |  | 2003 | Poland
88.7 |  | 2004 | Poland
83.4 |  | 2005 | Poland
83.8 |  | 2006 | Poland
81.8 |  | 2007 | Poland
69.5 |  | 2008 | Poland
64.1 |  | 2009 | Poland
57.9 |  | 2010 | Poland
54.4 |  | 2011 | Poland
51.1 |  | 2012 | Poland
59.4 |  | 2013 | Poland
57.8 |  | 2014 | Poland
52.5 |  | 2015 | Poland
52.4 |  | 2016 | Poland
52.5 |  | 2017 | Poland
48.3 |  | 2018 | Poland
46.1 |  | 2019 | Poland
46.3 |  | 2020 | Poland
48.2 |  | 2021 | Poland
49.2 |  | 2022 | Poland
2350 | 2000 | Poland
2217.5 | 2001 | Poland
2170.5 | 2002 | Poland
2179.4 | 2003 | Poland
2102.6 | 2004 | Poland
2105.2 | 2005 | Poland
2128.7 | 2006 | Poland
2085.6 | 2007 | Poland
2103.6 | 2008 | Poland
2067.3 | 2009 | Poland
2062.4 | 2010 | Poland
2033 | 2011 | Poland
2030.8 | 2012 | Poland
1991.3 | 2013 | Poland
1988.1 | 2014 | Poland
2047.4 | 2015 | Poland
2046 | 2016 | Poland
2028.2 | 2017 | Poland
2128.5 | 2018 | Poland
2131.3 | 2019 | Poland
1955.1 | 2020 | Poland
2091.4 | 2021 | Poland
2343.9 | 2022 | Poland
4752.1 | [5 empty] | 2000 | Portugal
4136.7 | [5 empty] | 2001 | Portugal
3924.8 | [5 empty] | 2002 | Portugal
3745.7 | [5 empty] | 2003 | Portugal
3743.3 | [5 empty] | 2004 | Portugal
3654.1 | [5 empty] | 2005 | Portugal
3532.9 | [5 empty] | 2006 | Portugal
3388.1 | [5 empty] | 2007 | Portugal
3623.1 | [5 empty] | 2008 | Portugal
3436.3 | [5 empty] | 2009 | Portugal
3745.2 | [5 empty] | 2010 | Portugal
3751.9 | [5 empty] | 2011 | Portugal
3772.9 | [5 empty] | 2012 | Portugal
3832.2 | [5 empty] | 2013 | Portugal
3816.6 | [5 empty] | 2014 | Portugal
3815.3 | [5 empty] | 2015 | Portugal
3605 | [5 empty] | 2016 | Portugal
3419.5 | [5 empty] | 2017 | Portugal
3557.5 | [5 empty] | 2018 | Portugal
3820.2 | [5 empty] | 2019 | Portugal
3518.5 | [5 empty] | 2020 | Portugal
3425.3 | [5 empty] | 2021 | Portugal
3541.7 | [5 empty] | 2022 | Portugal
1388.7 |  |  |  | 2000 | Portugal |  |  | 2000 | 1388.7
1475.8 |  |  |  | 2001 | Portugal |  |  | 2001 | 1475.8
1463 |  |  |  | 2002 | Portugal |  |  | 2002 | 1463
1486.7 |  |  |  | 2003 | Portugal |  |  | 2003 | 1486.7
1431.2 |  |  |  | 2004 | Portugal |  |  | 2004 | 1431.2
1477.9 |  |  |  | 2005 | Portugal |  |  | 2005 | 1477.9
1556.1 |  |  |  | 2006 | Portugal |  |  | 2006 | 1556.1
1499.4 |  |  |  | 2007 | Portugal |  |  | 2007 | 1499.4
1458.8 |  |  |  | 2008 | Portugal |  |  | 2008 | 1458.8
618 |  |  |  | 2009 | Portugal |  |  | 2009 | 618
665.8 |  |  |  | 2010 | Portugal |  |  | 2010 | 665.8
645.8 |  |  |  | 2011 | Portugal |  |  | 2011 | 645.8
264.5 |  |  |  | 2012 | Portugal |  |  | 2012 | 264.5
636 |  |  |  | 2013 | Portugal |  |  | 2013 | 636
649.9 |  |  |  | 2014 | Portugal |  |  | 2014 | 649.9
645.2 |  |  |  | 2015 | Portugal |  |  | 2015 | 645.2
645.2 |  |  |  | 2016 | Portugal |  |  | 2016 | 645.2
264.5 |  |  |  | 2017 | Portugal |  |  | 2017 | 264.5
835.8 |  |  |  | 2018 | Portugal |  |  | 2018 | 835.8
632.9 |  |  |  | 2019 | Portugal |  |  | 2019 | 632.9
862.2 |  |  |  | 2020 | Portugal |  |  | 2020 | 862.2
786.9 |  |  |  | 2021 | Portugal |  |  | 2021 | 786.9
826.6 |  |  |  | 2022 | Portugal |  |  | 2022 | 826.6
786 |  |  | 2000 | Portugal
676.7 |  |  | 2001 | Portugal
689.8 |  |  | 2002 | Portugal
516.3 |  |  | 2003 | Portugal
525.7 |  |  | 2004 | Portugal
544.3 |  |  | 2005 | Portugal
555.2 |  |  | 2006 | Portugal
551.3 |  |  | 2007 | Portugal
500.9 |  |  | 2008 | Portugal
461 |  |  | 2009 | Portugal
466.3 |  |  | 2010 | Portugal
467.6 |  |  | 2011 | Portugal
383.7 |  |  | 2012 | Portugal
421.8 |  |  | 2013 | Portugal
414.6 |  |  | 2014 | Portugal
434.7 |  |  | 2015 | Portugal
419.8 |  |  | 2016 | Portugal
405 |  |  | 2017 | Portugal
405.9 |  |  | 2018 | Portugal
322 |  |  | 2019 | Portugal
478.5 |  |  | 2020 | Portugal
708.8 |  |  | 2021 | Portugal
652.9 |  |  | 2022 | Portugal
0 |  | 2000 | Portugal
0 |  | 2001 | Portugal
0 |  | 2002 | Portugal
0 |  | 2003 | Portugal
0 |  | 2004 | Portugal
0 |  | 2005 | Portugal
0 |  | 2006 | Portugal
1.7 |  | 2007 | Portugal
0 |  | 2008 | Portugal
0 |  | 2009 | Portugal
0 |  | 2010 | Portugal
0 |  | 2011 | Portugal
0 |  | 2012 | Portugal
0 |  | 2013 | Portugal
0 |  | 2014 | Portugal
0 |  | 2015 | Portugal
0 |  | 2016 | Portugal
0 |  | 2017 | Portugal
0 |  | 2018 | Portugal
0 |  | 2019 | Portugal
0 |  | 2020 | Portugal
0 |  | 2021 | Portugal
0 |  | 2022 | Portugal
624 | 2000 | Portugal
663.4 | 2001 | Portugal
634.5 | 2002 | Portugal
610.3 | 2003 | Portugal
593.7 | 2004 | Portugal
1086.2 | 2005 | Portugal
910.8 | 2006 | Portugal
976.3 | 2007 | Portugal
906.5 | 2008 | Portugal
933.6 | 2009 | Portugal
683 | 2010 | Portugal
873.4 | 2011 | Portugal
879.8 | 2012 | Portugal
856.8 | 2013 | Portugal
834.7 | 2014 | Portugal
848.8 | 2015 | Portugal
854.6 | 2016 | Portugal
912.1 | 2017 | Portugal
880.4 | 2018 | Portugal
892.9 | 2019 | Portugal
920.1 | 2020 | Portugal
816.8 | 2021 | Portugal
821 | 2022 | Portugal
967 | [5 empty] | 2000 | Romania
1044 | [5 empty] | 2001 | Romania
1217 | [5 empty] | 2002 | Romania
1307 | [5 empty] | 2003 | Romania
725 | [5 empty] | 2004 | Romania
518 | [5 empty] | 2005 | Romania
546 | [5 empty] | 2006 | Romania
1117 | [5 empty] | 2007 | Romania
1102 | [5 empty] | 2008 | Romania
1191 | [5 empty] | 2009 | Romania
748 | [5 empty] | 2010 | Romania
973 | [5 empty] | 2011 | Romania
1102 | [5 empty] | 2012 | Romania
1142 | [5 empty] | 2013 | Romania
1102 | [5 empty] | 2014 | Romania
1297 | [5 empty] | 2015 | Romania
1250 | [5 empty] | 2016 | Romania
1497 | [5 empty] | 2017 | Romania
1344 | [5 empty] | 2018 | Romania
1591 | [5 empty] | 2019 | Romania
2287 | [5 empty] | 2020 | Romania
2490 | [5 empty] | 2021 | Romania
2184.6 | [5 empty] | 2022 | Romania
0 |  |  |  |  | 2000 | Romania
0 |  |  |  |  | 2001 | Romania
0 |  |  |  |  | 2002 | Romania
0 |  |  |  |  | 2003 | Romania
0 |  |  |  |  | 2004 | Romania
0 |  |  |  |  | 2005 | Romania
0 |  |  |  |  | 2006 | Romania
0 |  |  |  |  | 2007 | Romania
0 |  |  |  |  | 2008 | Romania
0 |  |  |  |  | 2009 | Romania
0 |  |  |  |  | 2010 | Romania
0 |  |  |  |  | 2011 | Romania
0 |  |  |  |  | 2012 | Romania
2.8 |  |  |  |  | 2013 | Romania
2.6 |  |  |  |  | 2014 | Romania
1.9 |  |  |  |  | 2015 | Romania
0 |  |  |  |  | 2016 | Romania
0 |  |  |  |  | 2017 | Romania
0 |  |  |  |  | 2018 | Romania
0 |  |  |  |  | 2019 | Romania
0 |  |  |  |  | 2020 | Romania
0 |  |  |  |  | 2021 | Romania
0 |  |  |  |  | 2022 | Romania
3356 |  |  |  | 2000 | Romania |  |  | 2000 | 3356
2918 |  |  |  | 2001 | Romania |  |  | 2001 | 2918
2917 |  |  |  | 2002 | Romania |  |  | 2002 | 2917
2390 |  |  |  | 2003 | Romania |  |  | 2003 | 2390
2615 |  |  |  | 2004 | Romania |  |  | 2004 | 2615
2237 |  |  |  | 2005 | Romania |  |  | 2005 | 2237
2443 |  |  |  | 2006 | Romania |  |  | 2006 | 2443
3496 |  |  |  | 2007 | Romania |  |  | 2007 | 3496
3485 |  |  |  | 2008 | Romania |  |  | 2008 | 3485
3185 |  |  |  | 2009 | Romania |  |  | 2009 | 3185
905 |  |  |  | 2010 | Romania |  |  | 2010 | 905
1196 |  |  |  | 2011 | Romania |  |  | 2011 | 1196
1125 |  |  |  | 2012 | Romania |  |  | 2012 | 1125
990 |  |  |  | 2013 | Romania |  |  | 2013 | 990
805 |  |  |  | 2014 | Romania |  |  | 2014 | 805
740 |  |  |  | 2015 | Romania |  |  | 2015 | 740
688 |  |  |  | 2016 | Romania |  |  | 2016 | 688
756 |  |  |  | 2017 | Romania |  |  | 2017 | 756
681.3 |  |  |  | 2018 | Romania |  |  | 2018 | 681.3
606.7 |  |  |  | 2019 | Romania |  |  | 2019 | 606.7
532 |  |  |  | 2020 | Romania |  |  | 2020 | 532
566 |  |  |  | 2021 | Romania |  |  | 2021 | 566
470 |  |  |  | 2022 | Romania |  |  | 2022 | 470
1032 |  |  | 2000 | Romania
916 |  |  | 2001 | Romania
877 |  |  | 2002 | Romania
804 |  |  | 2003 | Romania
742 |  |  | 2004 | Romania
852 |  |  | 2005 | Romania
787 |  |  | 2006 | Romania
775 |  |  | 2007 | Romania
1067 |  |  | 2008 | Romania
975 |  |  | 2009 | Romania
3542 |  |  | 2010 | Romania
3421 |  |  | 2011 | Romania
3211 |  |  | 2012 | Romania
3313 |  |  | 2013 | Romania
3353 |  |  | 2014 | Romania
3398 |  |  | 2015 | Romania
3382 |  |  | 2016 | Romania
3468 |  |  | 2017 | Romania
3478.3 |  |  | 2018 | Romania
3488.7 |  |  | 2019 | Romania
3499 |  |  | 2020 | Romania
3540 |  |  | 2021 | Romania
3462 |  |  | 2022 | Romania
0 |  | 2000 | Romania
0 |  | 2001 | Romania
0 |  | 2002 | Romania
0 |  | 2003 | Romania
0 |  | 2004 | Romania
0 |  | 2005 | Romania
0 |  | 2006 | Romania
9 |  | 2007 | Romania
0 |  | 2008 | Romania
0 |  | 2009 | Romania
0 |  | 2010 | Romania
0 |  | 2011 | Romania
0 |  | 2012 | Romania
0 |  | 2013 | Romania
0 |  | 2014 | Romania
0 |  | 2015 | Romania
0 |  | 2016 | Romania
0 |  | 2017 | Romania
0 |  | 2018 | Romania
0 |  | 2019 | Romania
0 |  | 2020 | Romania
0 |  | 2021 | Romania
0 |  | 2022 | Romania
2609 | 2000 | Romania
2462 | 2001 | Romania
2225 | 2002 | Romania
1989 | 2003 | Romania
1765 | 2004 | Romania
1686 | 2005 | Romania
1543 | 2006 | Romania
1493 | 2007 | Romania
1546 | 2008 | Romania
1505 | 2009 | Romania
1022 | 2010 | Romania
1000 | 2011 | Romania
1041 | 2012 | Romania
969 | 2013 | Romania
1003 | 2014 | Romania
1019 | 2015 | Romania
1043 | 2016 | Romania
1035 | 2017 | Romania
1057.7 | 2018 | Romania
1067.3 | 2019 | Romania
1057 | 2020 | Romania
1247 | 2021 | Romania
1255 | 2022 | Romania
858.8 | [5 empty] | 2000 | Serbia
824.8 | [5 empty] | 2001 | Serbia
778.9 | [5 empty] | 2002 | Serbia
824.9 | [5 empty] | 2003 | Serbia
754.3 | [5 empty] | 2004 | Serbia
730.9 | [5 empty] | 2005 | Serbia
751.2 | [5 empty] | 2006 | Serbia
781.3 | [5 empty] | 2007 | Serbia
753.6 | [5 empty] | 2008 | Serbia
571.7 | [5 empty] | 2009 | Serbia
610.4 | [5 empty] | 2010 | Serbia
578.7 | [5 empty] | 2011 | Serbia
640.7 | [5 empty] | 2012 | Serbia
649.2 | [5 empty] | 2013 | Serbia
645.5 | [5 empty] | 2014 | Serbia
736.2 | [5 empty] | 2015 | Serbia
662.3 | [5 empty] | 2016 | Serbia
689 | [5 empty] | 2017 | Serbia
740.3 | [5 empty] | 2018 | Serbia
733.5 | [5 empty] | 2019 | Serbia
687.8 | [5 empty] | 2020 | Serbia
653.4 | [5 empty] | 2021 | Serbia
705 | [5 empty] | 2022 | Serbia
0.2 |  |  |  |  | 2000 | Serbia
0.2 |  |  |  |  | 2001 | Serbia
0 |  |  |  |  | 2002 | Serbia
0.2 |  |  |  |  | 2003 | Serbia
0.2 |  |  |  |  | 2004 | Serbia
0.1 |  |  |  |  | 2005 | Serbia
0.2 |  |  |  |  | 2006 | Serbia
0.2 |  |  |  |  | 2007 | Serbia
0.2 |  |  |  |  | 2008 | Serbia
0.2 |  |  |  |  | 2009 | Serbia
0.2 |  |  |  |  | 2010 | Serbia
0.2 |  |  |  |  | 2011 | Serbia
0.2 |  |  |  |  | 2012 | Serbia
0.2 |  |  |  |  | 2013 | Serbia
0.2 |  |  |  |  | 2014 | Serbia
0.2 |  |  |  |  | 2015 | Serbia
0.3 |  |  |  |  | 2016 | Serbia
0.3 |  |  |  |  | 2017 | Serbia
0.3 |  |  |  |  | 2018 | Serbia
0.5 |  |  |  |  | 2019 | Serbia
0.3 |  |  |  |  | 2020 | Serbia
0.5 |  |  |  |  | 2021 | Serbia
0.3 |  |  |  |  | 2022 | Serbia
2086.3 |  |  |  | 2000 | Serbia
2267.1 |  |  |  | 2001 | Serbia
2155.7 |  |  |  | 2002 | Serbia
2274 |  |  |  | 2003 | Serbia
1705.4 |  |  |  | 2004 | Serbia
2828.7 |  |  |  | 2005 | Serbia
2962 |  |  |  | 2006 | Serbia
2973.6 |  |  |  | 2007 | Serbia
3070.9 |  |  |  | 2008 | Serbia
3217.9 |  |  |  | 2009 | Serbia
2986.4 |  |  |  | 2010 | Serbia
3327.5 |  |  |  | 2011 | Serbia
2929.8 |  |  |  | 2012 | Serbia
3263.7 |  |  |  | 2013 | Serbia
2533.8 |  |  |  | 2014 | Serbia
3148.1 |  |  |  | 2015 | Serbia
3244.2 |  |  |  | 2016 | Serbia
3834.1 |  |  |  | 2017 | Serbia
4029.8 |  |  |  | 2018 | Serbia
4080.3 |  |  |  | 2019 | Serbia
3825.7 |  |  |  | 2020 | Serbia
3574.5 |  |  |  | 2021 | Serbia
3038 |  |  |  | 2022 | Serbia
122.5 |  |  | 2000 | Serbia
122 |  |  | 2001 | Serbia
130.9 |  |  | 2002 | Serbia
130 |  |  | 2003 | Serbia
150.9 |  |  | 2004 | Serbia
153 |  |  | 2005 | Serbia
133.9 |  |  | 2006 | Serbia
142.8 |  |  | 2007 | Serbia
136.8 |  |  | 2008 | Serbia
119.4 |  |  | 2009 | Serbia
117.5 |  |  | 2010 | Serbia
130.1 |  |  | 2011 | Serbia
111.3 |  |  | 2012 | Serbia
100.9 |  |  | 2013 | Serbia
94.1 |  |  | 2014 | Serbia
107.4 |  |  | 2015 | Serbia
105.3 |  |  | 2016 | Serbia
127.9 |  |  | 2017 | Serbia
74.9 |  |  | 2018 | Serbia
71.7 |  |  | 2019 | Serbia
67.9 |  |  | 2020 | Serbia
68 |  |  | 2021 | Serbia
67.7 |  |  | 2022 | Serbia
12.7 |  | 2000 | Serbia
16.5 |  | 2001 | Serbia
13.3 |  | 2002 | Serbia
7 |  | 2003 | Serbia
9.6 |  | 2004 | Serbia
7 |  | 2005 | Serbia
6.9 |  | 2006 | Serbia
8 |  | 2007 | Serbia
5.7 |  | 2008 | Serbia
8 |  | 2009 | Serbia
8.7 |  | 2010 | Serbia
9.3 |  | 2011 | Serbia
9.5 |  | 2012 | Serbia
11.1 |  | 2013 | Serbia
8.7 |  | 2014 | Serbia
8.2 |  | 2015 | Serbia
7.6 |  | 2016 | Serbia
13.8 |  | 2017 | Serbia
12.2 |  | 2018 | Serbia
13.5 |  | 2019 | Serbia
16.4 |  | 2020 | Serbia
18.1 |  | 2021 | Serbia
26.3 |  | 2022 | Serbia
682.8 | 2000 | Serbia
696.4 | 2001 | Serbia
704.1 | 2002 | Serbia
702.1 | 2003 | Serbia
710.5 | 2004 | Serbia
692.6 | 2005 | Serbia
691 | 2006 | Serbia
691.9 | 2007 | Serbia
690.8 | 2008 | Serbia
684.8 | 2009 | Serbia
666.8 | 2010 | Serbia
672.9 | 2011 | Serbia
681.2 | 2012 | Serbia
657.6 | 2013 | Serbia
627.1 | 2014 | Serbia
644.8 | 2015 | Serbia
634.3 | 2016 | Serbia
659.5 | 2017 | Serbia
653.9 | 2018 | Serbia
668.2 | 2019 | Serbia
677.1 | 2020 | Serbia
686.7 | 2021 | Serbia
733.1 | 2022 | Serbia
162 | [5 empty] | 2000 | Sweden
151 | [5 empty] | 2001 | Sweden
140 | [5 empty] | 2002 | Sweden
129 | [5 empty] | 2003 | Sweden
118 | [5 empty] | 2004 | Sweden
107 | [5 empty] | 2005 | Sweden
103.6 | [5 empty] | 2006 | Sweden
100.2 | [5 empty] | 2007 | Sweden
96.8 | [5 empty] | 2008 | Sweden
93.4 | [5 empty] | 2009 | Sweden
90 | [5 empty] | 2010 | Sweden
87.2 | [5 empty] | 2011 | Sweden
84.4 | [5 empty] | 2012 | Sweden
81.6 | [5 empty] | 2013 | Sweden
78.8 | [5 empty] | 2014 | Sweden
76 | [5 empty] | 2015 | Sweden
81.6 | [5 empty] | 2016 | Sweden
87.2 | [5 empty] | 2017 | Sweden
92.8 | [5 empty] | 2018 | Sweden
98.4 | [5 empty] | 2019 | Sweden
104 | [5 empty] | 2020 | Sweden
99.7 | [5 empty] | 2021 | Sweden
96.1 | [5 empty] | 2022 | Sweden
0 |  |  |  |  | 2000 | Sweden
0 |  |  |  |  | 2001 | Sweden
0 |  |  |  |  | 2002 | Sweden
0 |  |  |  |  | 2003 | Sweden
0 |  |  |  |  | 2004 | Sweden
0 |  |  |  |  | 2005 | Sweden
0 |  |  |  |  | 2006 | Sweden
0 |  |  |  |  | 2007 | Sweden
0 |  |  |  |  | 2008 | Sweden
0 |  |  |  |  | 2009 | Sweden
0 |  |  |  |  | 2010 | Sweden
0 |  |  |  |  | 2011 | Sweden
0 |  |  |  |  | 2012 | Sweden
0 |  |  |  |  | 2013 | Sweden
0 |  |  |  |  | 2014 | Sweden
0 |  |  |  |  | 2015 | Sweden
0 |  |  |  |  | 2016 | Sweden
0 |  |  |  |  | 2017 | Sweden
0 |  |  |  |  | 2018 | Sweden
0 |  |  |  |  | 2019 | Sweden
0 |  |  |  |  | 2020 | Sweden
0 |  |  |  |  | 2021 | Sweden
0 |  |  |  |  | 2022 | Sweden
97 |  |  |  | 2000 | Sweden |  |  | 2000 | 97
98.2 |  |  |  | 2001 | Sweden |  |  | 2001 | 98.2
99.4 |  |  |  | 2002 | Sweden |  |  | 2002 | 99.4
100.6 |  |  |  | 2003 | Sweden |  |  | 2003 | 100.6
101.8 |  |  |  | 2004 | Sweden |  |  | 2004 | 101.8
103 |  |  |  | 2005 | Sweden |  |  | 2005 | 103
109.4 |  |  |  | 2006 | Sweden |  |  | 2006 | 109.4
115.8 |  |  |  | 2007 | Sweden |  |  | 2007 | 115.8
122.2 |  |  |  | 2008 | Sweden |  |  | 2008 | 122.2
128.6 |  |  |  | 2009 | Sweden |  |  | 2009 | 128.6
135 |  |  |  | 2010 | Sweden |  |  | 2010 | 135
124.6 |  |  |  | 2011 | Sweden |  |  | 2011 | 124.6
114.2 |  |  |  | 2012 | Sweden |  |  | 2012 | 114.2
103.8 |  |  |  | 2013 | Sweden |  |  | 2013 | 103.8
93.4 |  |  |  | 2014 | Sweden |  |  | 2014 | 93.4
83 |  |  |  | 2015 | Sweden |  |  | 2015 | 83
82.6 |  |  |  | 2016 | Sweden |  |  | 2016 | 82.6
82.2 |  |  |  | 2017 | Sweden |  |  | 2017 | 82.2
81.8 |  |  |  | 2018 | Sweden |  |  | 2018 | 81.8
81.4 |  |  |  | 2019 | Sweden |  |  | 2019 | 81.4
81 |  |  |  | 2020 | Sweden |  |  | 2020 | 81
113.4 |  |  |  | 2021 | Sweden |  |  | 2021 | 113.4
114.9 |  |  |  | 2022 | Sweden |  |  | 2022 | 114.9
1406 |  |  | 2000 | Sweden
1406.6 |  |  | 2001 | Sweden
1407.2 |  |  | 2002 | Sweden
1407.8 |  |  | 2003 | Sweden
1408.4 |  |  | 2004 | Sweden
1406 |  |  | 2005 | Sweden
1438.7 |  |  | 2006 | Sweden
1469.2 |  |  | 2007 | Sweden
1500 |  |  | 2008 | Sweden
1529.5 |  |  | 2009 | Sweden
1565 |  |  | 2010 | Sweden
1492.6 |  |  | 2011 | Sweden
1420.2 |  |  | 2012 | Sweden
1347.8 |  |  | 2013 | Sweden
1275.4 |  |  | 2014 | Sweden
1203 |  |  | 2015 | Sweden
1215.6 |  |  | 2016 | Sweden
1228.2 |  |  | 2017 | Sweden
1240.8 |  |  | 2018 | Sweden
1253.4 |  |  | 2019 | Sweden
1266 |  |  | 2020 | Sweden
813.3 |  |  | 2021 | Sweden
931 |  |  | 2022 | Sweden
11 |  | 2000 | Sweden
23.6 |  | 2001 | Sweden
24.2 |  | 2002 | Sweden
24.8 |  | 2003 | Sweden
25.4 |  | 2004 | Sweden
15 |  | 2005 | Sweden
14.4 |  | 2006 | Sweden
13.8 |  | 2007 | Sweden
13.2 |  | 2008 | Sweden
12.6 |  | 2009 | Sweden
12 |  | 2010 | Sweden
20.8 |  | 2011 | Sweden
29.6 |  | 2012 | Sweden
38.4 |  | 2013 | Sweden
47.2 |  | 2014 | Sweden
56 |  | 2015 | Sweden
58.6 |  | 2016 | Sweden
61.2 |  | 2017 | Sweden
63.8 |  | 2018 | Sweden
66.4 |  | 2019 | Sweden
69 |  | 2020 | Sweden
0 |  | 2021 | Sweden
0 |  | 2022 | Sweden
923 | 2000 | Sweden
916.6 | 2001 | Sweden
910.2 | 2002 | Sweden
903.8 | 2003 | Sweden
897.4 | 2004 | Sweden
891 | 2005 | Sweden
894.4 | 2006 | Sweden
897.8 | 2007 | Sweden
901.2 | 2008 | Sweden
904.6 | 2009 | Sweden
908 | 2010 | Sweden
899 | 2011 | Sweden
890 | 2012 | Sweden
881 | 2013 | Sweden
872 | 2014 | Sweden
863 | 2015 | Sweden
865 | 2016 | Sweden
867 | 2017 | Sweden
869 | 2018 | Sweden
871 | 2019 | Sweden
873 | 2020 | Sweden
983.8 | 2021 | Sweden
990.7 | 2022 | Sweden
5.8 | [5 empty] | 2000 | Slovenia
5.8 | [5 empty] | 2001 | Slovenia
6.7 | [5 empty] | 2002 | Slovenia
6.4 | [5 empty] | 2003 | Slovenia
4.5 | [5 empty] | 2004 | Slovenia
2.3 | [5 empty] | 2005 | Slovenia
6.3 | [5 empty] | 2006 | Slovenia
4.7 | [5 empty] | 2007 | Slovenia
2.4 | [5 empty] | 2008 | Slovenia
2.5 | [5 empty] | 2009 | Slovenia
1.8 | [5 empty] | 2010 | Slovenia
3.2 | [5 empty] | 2011 | Slovenia
2.3 | [5 empty] | 2012 | Slovenia
3.6 | [5 empty] | 2013 | Slovenia
1.7 | [5 empty] | 2014 | Slovenia
3.6 | [5 empty] | 2015 | Slovenia
3.3 | [5 empty] | 2016 | Slovenia
3.9 | [5 empty] | 2017 | Slovenia
3.1 | [5 empty] | 2018 | Slovenia
3.3 | [5 empty] | 2019 | Slovenia
2.8 | [5 empty] | 2020 | Slovenia
2.8 | [5 empty] | 2021 | Slovenia
3 | [5 empty] | 2022 | Slovenia
0 |  |  |  |  | 2000 | Slovenia
0 |  |  |  |  | 2001 | Slovenia
0 |  |  |  |  | 2002 | Slovenia
0 |  |  |  |  | 2003 | Slovenia
0 |  |  |  |  | 2004 | Slovenia
0 |  |  |  |  | 2005 | Slovenia
0 |  |  |  |  | 2006 | Slovenia
0 |  |  |  |  | 2007 | Slovenia
0.5 |  |  |  |  | 2008 | Slovenia
0.1 |  |  |  |  | 2009 | Slovenia
0 |  |  |  |  | 2010 | Slovenia
0 |  |  |  |  | 2011 | Slovenia
0 |  |  |  |  | 2012 | Slovenia
0 |  |  |  |  | 2013 | Slovenia
0 |  |  |  |  | 2014 | Slovenia
0 |  |  |  |  | 2015 | Slovenia
0 |  |  |  |  | 2016 | Slovenia
0 |  |  |  |  | 2017 | Slovenia
0 |  |  |  |  | 2018 | Slovenia
0 |  |  |  |  | 2019 | Slovenia
0 |  |  |  |  | 2020 | Slovenia
0 |  |  |  |  | 2021 | Slovenia
0 |  |  |  |  | 2022 | Slovenia
599.1 |  |  |  | 2000 | Slovenia |  |  | 2000 | 599.1
636.1 |  |  |  | 2001 | Slovenia |  |  | 2001 | 636.1
621.6 |  |  |  | 2002 | Slovenia |  |  | 2002 | 621.6
587.9 |  |  |  | 2003 | Slovenia |  |  | 2003 | 587.9
746.5 |  |  |  | 2004 | Slovenia |  |  | 2004 | 746.5
685.9 |  |  |  | 2005 | Slovenia |  |  | 2005 | 685.9
666.8 |  |  |  | 2006 | Slovenia |  |  | 2006 | 666.8
706.3 |  |  |  | 2007 | Slovenia |  |  | 2007 | 706.3
821.4 |  |  |  | 2008 | Slovenia |  |  | 2008 | 821.4
725.6 |  |  |  | 2009 | Slovenia |  |  | 2009 | 725.6
706.9 |  |  |  | 2010 | Slovenia |  |  | 2010 | 706.9
632 |  |  |  | 2011 | Slovenia |  |  | 2011 | 632
576 |  |  |  | 2012 | Slovenia |  |  | 2012 | 576
681.8 |  |  |  | 2013 | Slovenia |  |  | 2013 | 681.8
769.6 |  |  |  | 2014 | Slovenia |  |  | 2014 | 769.6
685.5 |  |  |  | 2015 | Slovenia |  |  | 2015 | 685.5
678.6 |  |  |  | 2016 | Slovenia |  |  | 2016 | 678.6
713.9 |  |  |  | 2017 | Slovenia |  |  | 2017 | 713.9
742.3 |  |  |  | 2018 | Slovenia |  |  | 2018 | 742.3
727.1 |  |  |  | 2019 | Slovenia |  |  | 2019 | 727.1
792 |  |  |  | 2020 | Slovenia |  |  | 2020 | 792
717.1 |  |  |  | 2021 | Slovenia |  |  | 2021 | 717.1
605.9 |  |  |  | 2022 | Slovenia |  |  | 2022 | 605.9
84.8 |  |  | 2000 | Slovenia
83.3 |  |  | 2001 | Slovenia
83.8 |  |  | 2002 | Slovenia
75.2 |  |  | 2003 | Slovenia
72 |  |  | 2004 | Slovenia
71.9 |  |  | 2005 | Slovenia
66.2 |  |  | 2006 | Slovenia
54.9 |  |  | 2007 | Slovenia
48.1 |  |  | 2008 | Slovenia
48.4 |  |  | 2009 | Slovenia
49.6 |  |  | 2010 | Slovenia
45.1 |  |  | 2011 | Slovenia
40.5 |  |  | 2012 | Slovenia
43.1 |  |  | 2013 | Slovenia
43 |  |  | 2014 | Slovenia
40.9 |  |  | 2015 | Slovenia
40.6 |  |  | 2016 | Slovenia
41.7 |  |  | 2017 | Slovenia
40.4 |  |  | 2018 | Slovenia
41.7 |  |  | 2019 | Slovenia
37.1 |  |  | 2020 | Slovenia
35.8 |  |  | 2021 | Slovenia
36.4 |  |  | 2022 | Slovenia
0 |  | 2000 | Slovenia
0 |  | 2001 | Slovenia
0 |  | 2002 | Slovenia
1.1 |  | 2003 | Slovenia
1.3 |  | 2004 | Slovenia
0.8 |  | 2005 | Slovenia
1.5 |  | 2006 | Slovenia
1.7 |  | 2007 | Slovenia
1.4 |  | 2008 | Slovenia
0.9 |  | 2009 | Slovenia
1.2 |  | 2010 | Slovenia
0.9 |  | 2011 | Slovenia
0.8 |  | 2012 | Slovenia
0.8 |  | 2013 | Slovenia
0.9 |  | 2014 | Slovenia
0.7 |  | 2015 | Slovenia
0.8 |  | 2016 | Slovenia
0.8 |  | 2017 | Slovenia
0.9 |  | 2018 | Slovenia
1 |  | 2019 | Slovenia
1 |  | 2020 | Slovenia
1.2 |  | 2021 | Slovenia
1.1 |  | 2022 | Slovenia
108.2 | 2000 | Slovenia
106.5 | 2001 | Slovenia
187.1 | 2002 | Slovenia
178.7 | 2003 | Slovenia
162.5 | 2004 | Slovenia
163.4 | 2005 | Slovenia
166.2 | 2006 | Slovenia
167.4 | 2007 | Slovenia
166.7 | 2008 | Slovenia
165.4 | 2009 | Slovenia
166.2 | 2010 | Slovenia
169.1 | 2011 | Slovenia
161.7 | 2012 | Slovenia
164 | 2013 | Slovenia
163 | 2014 | Slovenia
164.4 | 2015 | Slovenia
161.8 | 2016 | Slovenia
169.3 | 2017 | Slovenia
170.7 | 2018 | Slovenia
170 | 2019 | Slovenia
168.9 | 2020 | Slovenia
173.4 | 2021 | Slovenia
179.3 | 2022 | Slovenia
124.9 | [5 empty] | 2000 | Slovakia
101.9 | [5 empty] | 2001 | Slovakia
86.6 | [5 empty] | 2002 | Slovakia
125.3 | [5 empty] | 2003 | Slovakia
68.6 | [5 empty] | 2004 | Slovakia
60.1 | [5 empty] | 2005 | Slovakia
68.8 | [5 empty] | 2006 | Slovakia
61.5 | [5 empty] | 2007 | Slovakia
55.7 | [5 empty] | 2008 | Slovakia
47.4 | [5 empty] | 2009 | Slovakia
37.7 | [5 empty] | 2010 | Slovakia
43 | [5 empty] | 2011 | Slovakia
49.3 | [5 empty] | 2012 | Slovakia
45.3 | [5 empty] | 2013 | Slovakia
42.7 | [5 empty] | 2014 | Slovakia
51.3 | [5 empty] | 2015 | Slovakia
40.6 | [5 empty] | 2016 | Slovakia
52.2 | [5 empty] | 2017 | Slovakia
46.7 | [5 empty] | 2018 | Slovakia
49.1 | [5 empty] | 2019 | Slovakia
47.1 | [5 empty] | 2020 | Slovakia
47.2 | [5 empty] | 2021 | Slovakia
47.8 | [5 empty] | 2022 | Slovakia
0 |  |  |  |  | 2000 | Slovakia
0 |  |  |  |  | 2001 | Slovakia
0 |  |  |  |  | 2002 | Slovakia
0 |  |  |  |  | 2003 | Slovakia
0 |  |  |  |  | 2004 | Slovakia
0 |  |  |  |  | 2005 | Slovakia
0 |  |  |  |  | 2006 | Slovakia
0 |  |  |  |  | 2007 | Slovakia
0 |  |  |  |  | 2008 | Slovakia
0 |  |  |  |  | 2009 | Slovakia
0 |  |  |  |  | 2010 | Slovakia
0 |  |  |  |  | 2011 | Slovakia
0 |  |  |  |  | 2012 | Slovakia
0.1 |  |  |  |  | 2013 | Slovakia
0.1 |  |  |  |  | 2014 | Slovakia
0.1 |  |  |  |  | 2015 | Slovakia
1.7 |  |  |  |  | 2016 | Slovakia
1.8 |  |  |  |  | 2017 | Slovakia
1.7 |  |  |  |  | 2018 | Slovakia
2.8 |  |  |  |  | 2019 | Slovakia
2.2 |  |  |  |  | 2020 | Slovakia
2.4 |  |  |  |  | 2021 | Slovakia
7.7 |  |  |  |  | 2022 | Slovakia
194.7 |  |  |  | 2000 | Slovakia |  |  | 2000 | 194.7
200.3 |  |  |  | 2001 | Slovakia |  |  | 2001 | 200.3
202.6 |  |  |  | 2002 | Slovakia |  |  | 2002 | 202.6
194.8 |  |  |  | 2003 | Slovakia |  |  | 2003 | 194.8
191 |  |  |  | 2004 | Slovakia |  |  | 2004 | 191
196.6 |  |  |  | 2005 | Slovakia |  |  | 2005 | 196.6
196.3 |  |  |  | 2006 | Slovakia |  |  | 2006 | 196.3
175.3 |  |  |  | 2007 | Slovakia |  |  | 2007 | 175.3
181 |  |  |  | 2008 | Slovakia |  |  | 2008 | 181
247.1 |  |  |  | 2009 | Slovakia |  |  | 2009 | 247.1
85 |  |  |  | 2010 | Slovakia |  |  | 2010 | 85
179.1 |  |  |  | 2011 | Slovakia |  |  | 2011 | 179.1
179.1 |  |  |  | 2012 | Slovakia |  |  | 2012 | 179.1
113.6 |  |  |  | 2013 | Slovakia |  |  | 2013 | 113.6
56 |  |  |  | 2014 | Slovakia |  |  | 2014 | 56
53.8 |  |  |  | 2015 | Slovakia |  |  | 2015 | 53.8
51.5 |  |  |  | 2016 | Slovakia |  |  | 2016 | 51.5
54.2 |  |  |  | 2017 | Slovakia |  |  | 2017 | 54.2
57.2 |  |  |  | 2018 | Slovakia |  |  | 2018 | 57.2
54.6 |  |  |  | 2019 | Slovakia |  |  | 2019 | 54.6
51.2 |  |  |  | 2020 | Slovakia |  |  | 2020 | 51.2
50.4 |  |  |  | 2021 | Slovakia |  |  | 2021 | 50.4
53.9 |  |  |  | 2022 | Slovakia |  |  | 2022 | 53.9
623.2 |  |  | 2000 | Slovakia
641.9 |  |  | 2001 | Slovakia
623 |  |  | 2002 | Slovakia
530.9 |  |  | 2003 | Slovakia
603.6 |  |  | 2004 | Slovakia
504 |  |  | 2005 | Slovakia
359.9 |  |  | 2006 | Slovakia
307 |  |  | 2007 | Slovakia
286.9 |  |  | 2008 | Slovakia
263 |  |  | 2009 | Slovakia
254 |  |  | 2010 | Slovakia
247.8 |  |  | 2011 | Slovakia
310.2 |  |  | 2012 | Slovakia
158 |  |  | 2013 | Slovakia
153.6 |  |  | 2014 | Slovakia
155.6 |  |  | 2015 | Slovakia
153.8 |  |  | 2016 | Slovakia
157.2 |  |  | 2017 | Slovakia
165.9 |  |  | 2018 | Slovakia
164.2 |  |  | 2019 | Slovakia
161.4 |  |  | 2020 | Slovakia
165.4 |  |  | 2021 | Slovakia
156.3 |  |  | 2022 | Slovakia
0 |  | 2000 | Slovakia
0 |  | 2001 | Slovakia
0 |  | 2002 | Slovakia
0 |  | 2003 | Slovakia
0 |  | 2004 | Slovakia
0 |  | 2005 | Slovakia
0 |  | 2006 | Slovakia
0 |  | 2007 | Slovakia
0 |  | 2008 | Slovakia
0 |  | 2009 | Slovakia
30.6 |  | 2010 | Slovakia
0 |  | 2011 | Slovakia
90.9 |  | 2012 | Slovakia
0.4 |  | 2013 | Slovakia
138.6 |  | 2014 | Slovakia
4.9 |  | 2015 | Slovakia
147.2 |  | 2016 | Slovakia
0.1 |  | 2017 | Slovakia
157 |  | 2018 | Slovakia
0.6 |  | 2019 | Slovakia
165.2 |  | 2020 | Slovakia
0.4 |  | 2021 | Slovakia
0.5 |  | 2022 | Slovakia
423.4 | 2000 | Slovakia
394.7 | 2001 | Slovakia
385.3 | 2002 | Slovakia
383.8 | 2003 | Slovakia
355.9 | 2004 | Slovakia
342.7 | 2005 | Slovakia
334.3 | 2006 | Slovakia
319.5 | 2007 | Slovakia
319.2 | 2008 | Slovakia
318.3 | 2009 | Slovakia
308.9 | 2010 | Slovakia
302.4 | 2011 | Slovakia
305.8 | 2012 | Slovakia
294.9 | 2013 | Slovakia
285.1 | 2014 | Slovakia
288.7 | 2015 | Slovakia
286.2 | 2016 | Slovakia
293.5 | 2017 | Slovakia
292.5 | 2018 | Slovakia
292.3 | 2019 | Slovakia
293.1 | 2020 | Slovakia
298.6 | 2021 | Slovakia
325.7 | 2022 | Slovakia
32907 | [5 empty] | 2000 | TÃ¼rkiye
29281 | [5 empty] | 2001 | TÃ¼rkiye
32911 | [5 empty] | 2002 | TÃ¼rkiye
33544 | [5 empty] | 2003 | TÃ¼rkiye
37273 | [5 empty] | 2004 | TÃ¼rkiye
37049 | [5 empty] | 2005 | TÃ¼rkiye
35925 | [5 empty] | 2006 | TÃ¼rkiye
31809 | [5 empty] | 2007 | TÃ¼rkiye
33768 | [5 empty] | 2008 | TÃ¼rkiye
36907 | [5 empty] | 2009 | TÃ¼rkiye
38146 | [5 empty] | 2010 | TÃ¼rkiye
40888.7 | [5 empty] | 2011 | TÃ¼rkiye
41547 | [5 empty] | 2012 | TÃ¼rkiye
43489 | [5 empty] | 2013 | TÃ¼rkiye
42992.7 | [5 empty] | 2014 | TÃ¼rkiye
48293.4 | [5 empty] | 2015 | TÃ¼rkiye
50807 | [5 empty] | 2016 | TÃ¼rkiye
50046 | [5 empty] | 2017 | TÃ¼rkiye
51734.8 | [5 empty] | 2018 | TÃ¼rkiye
54272.9 | [5 empty] | 2019 | TÃ¼rkiye
54176.4 | [5 empty] | 2020 | TÃ¼rkiye
53142.2 | [5 empty] | 2021 | TÃ¼rkiye
53863.8 | [5 empty] | 2022 | TÃ¼rkiye
78.6 |  |  |  | 2000 | TÃ¼rkiye
84.8 |  |  |  | 2001 | TÃ¼rkiye
67.7 |  |  |  | 2002 | TÃ¼rkiye
54 |  |  |  | 2003 | TÃ¼rkiye
54.1 |  |  |  | 2004 | TÃ¼rkiye
85.7 |  |  |  | 2005 | TÃ¼rkiye
61.7 |  |  |  | 2006 | TÃ¼rkiye
101.4 |  |  |  | 2007 | TÃ¼rkiye
91.6 |  |  |  | 2008 | TÃ¼rkiye
103.2 |  |  |  | 2009 | TÃ¼rkiye
97.8 |  |  |  | 2010 | TÃ¼rkiye
121.5 |  |  |  | 2011 | TÃ¼rkiye
88.3 |  |  |  | 2012 | TÃ¼rkiye
127.2 |  |  |  | 2013 | TÃ¼rkiye
88.4 |  |  |  | 2014 | TÃ¼rkiye
138.6 |  |  |  | 2015 | TÃ¼rkiye
83.5 |  |  |  | 2016 | TÃ¼rkiye
68.5 |  |  |  | 2017 | TÃ¼rkiye
83.1 |  |  |  | 2018 | TÃ¼rkiye
120.5 |  |  |  | 2019 | TÃ¼rkiye
66.2 |  |  |  | 2020 | TÃ¼rkiye
127.5 |  |  |  | 2021 | TÃ¼rkiye
66.1 |  |  |  | 2022 | TÃ¼rkiye
809.4 |  |  | 2000 | TÃ¼rkiye
1424.8 |  |  | 2001 | TÃ¼rkiye
1506.9 |  |  | 2002 | TÃ¼rkiye
1593.6 |  |  | 2003 | TÃ¼rkiye
516.8 |  |  | 2004 | TÃ¼rkiye
1427.5 |  |  | 2005 | TÃ¼rkiye
1517.9 |  |  | 2006 | TÃ¼rkiye
1636.6 |  |  | 2007 | TÃ¼rkiye
658 |  |  | 2008 | TÃ¼rkiye
1204 |  |  | 2009 | TÃ¼rkiye
809.9 |  |  | 2010 | TÃ¼rkiye
1771.7 |  |  | 2011 | TÃ¼rkiye
619.1 |  |  | 2012 | TÃ¼rkiye
1938.4 |  |  | 2013 | TÃ¼rkiye
680.2 |  |  | 2014 | TÃ¼rkiye
2508 |  |  | 2015 | TÃ¼rkiye
724.8 |  |  | 2016 | TÃ¼rkiye
725 |  |  | 2017 | TÃ¼rkiye
777.7 |  |  | 2018 | TÃ¼rkiye
772.3 |  |  | 2019 | TÃ¼rkiye
630.7 |  |  | 2020 | TÃ¼rkiye
0 |  |  | 2021 | TÃ¼rkiye
717.8 |  |  | 2022 | TÃ¼rkiye
0 |  | 2000 | TÃ¼rkiye
0 |  | 2001 | TÃ¼rkiye
0 |  | 2002 | TÃ¼rkiye
0 |  | 2003 | TÃ¼rkiye
0 |  | 2004 | TÃ¼rkiye
0 |  | 2005 | TÃ¼rkiye
0 |  | 2006 | TÃ¼rkiye
0 |  | 2007 | TÃ¼rkiye
0 |  | 2008 | TÃ¼rkiye
0 |  | 2009 | TÃ¼rkiye
54.2 |  | 2010 | TÃ¼rkiye
0 |  | 2011 | TÃ¼rkiye
110.1 |  | 2012 | TÃ¼rkiye
0 |  | 2013 | TÃ¼rkiye
156.1 |  | 2014 | TÃ¼rkiye
0 |  | 2015 | TÃ¼rkiye
185 |  | 2016 | TÃ¼rkiye
0 |  | 2017 | TÃ¼rkiye
193 |  | 2018 | TÃ¼rkiye
0 |  | 2019 | TÃ¼rkiye
202.7 |  | 2020 | TÃ¼rkiye
0 |  | 2021 | TÃ¼rkiye
177 |  | 2022 | TÃ¼rkiye
4453.2 | 2000 | TÃ¼rkiye
4664.5 | 2001 | TÃ¼rkiye
4813.1 | 2002 | TÃ¼rkiye
4918.5 | 2003 | TÃ¼rkiye
4954.3 | 2004 | TÃ¼rkiye
5167.8 | 2005 | TÃ¼rkiye
5163.5 | 2006 | TÃ¼rkiye
5125.7 | 2007 | TÃ¼rkiye
5768.1 | 2008 | TÃ¼rkiye
5708.4 | 2009 | TÃ¼rkiye
5791.8 | 2010 | TÃ¼rkiye
5892.3 | 2011 | TÃ¼rkiye
5967.5 | 2012 | TÃ¼rkiye
5695.8 | 2013 | TÃ¼rkiye
5424.1 | 2014 | TÃ¼rkiye
5815.9 | 2015 | TÃ¼rkiye
6207.6 | 2016 | TÃ¼rkiye
6505 | 2017 | TÃ¼rkiye
6584 | 2018 | TÃ¼rkiye
6715.9 | 2019 | TÃ¼rkiye
6906.4 | 2020 | TÃ¼rkiye
6807 | 2021 | TÃ¼rkiye
7204.7 | 2022 | TÃ¼rkiye
69.7 | [5 empty] | 2000 | Kosovo *
69.7 | [5 empty] | 2001 | Kosovo *
69.7 | [5 empty] | 2002 | Kosovo *
69.7 | [5 empty] | 2003 | Kosovo *
69.7 | [5 empty] | 2004 | Kosovo *
69.7 | [5 empty] | 2005 | Kosovo *
69.7 | [5 empty] | 2006 | Kosovo *
70.9 | [5 empty] | 2007 | Kosovo *
70.2 | [5 empty] | 2008 | Kosovo *
69.9 | [5 empty] | 2009 | Kosovo *
59.7 | [5 empty] | 2010 | Kosovo *
64.7 | [5 empty] | 2011 | Kosovo *
64.8 | [5 empty] | 2012 | Kosovo *
67.5 | [5 empty] | 2013 | Kosovo *
68.4 | [5 empty] | 2014 | Kosovo *
73.2 | [5 empty] | 2015 | Kosovo *
80.1 | [5 empty] | 2016 | Kosovo *
69.9 | [5 empty] | 2017 | Kosovo *
70.2 | [5 empty] | 2018 | Kosovo *
71 | [5 empty] | 2019 | Kosovo *
71 | [5 empty] | 2020 | Kosovo *
71 | [5 empty] | 2021 | Kosovo *
71 | [5 empty] | 2022 | Kosovo *
7 |  |  |  | 2000 | Kosovo *
8.9 |  |  |  | 2001 | Kosovo *
8.8 |  |  |  | 2002 | Kosovo *
8.6 |  |  |  | 2003 | Kosovo *
9.7 |  |  |  | 2004 | Kosovo *
10.6 |  |  |  | 2005 | Kosovo *
11.1 |  |  |  | 2006 | Kosovo *
12.4 |  |  |  | 2007 | Kosovo *
11.5 |  |  |  | 2008 | Kosovo *
13.4 |  |  |  | 2009 | Kosovo *
13.8 |  |  |  | 2010 | Kosovo *
12.8 |  |  |  | 2011 | Kosovo *
12.9 |  |  |  | 2012 | Kosovo *
13.7 |  |  |  | 2013 | Kosovo *
12.1 |  |  |  | 2014 | Kosovo *
14.8 |  |  |  | 2015 | Kosovo *
15.3 |  |  |  | 2016 | Kosovo *
12.3 |  |  |  | 2017 | Kosovo *
14.2 |  |  |  | 2018 | Kosovo *
15.3 |  |  |  | 2019 | Kosovo *
15.6 |  |  |  | 2020 | Kosovo *
15.9 |  |  |  | 2021 | Kosovo *
0 |  |  |  | 2022 | Kosovo *
0 |  |  | 2000 | Kosovo *
0 |  |  | 2001 | Kosovo *
0 |  |  | 2002 | Kosovo *
0 |  |  | 2003 | Kosovo *
0 |  |  | 2004 | Kosovo *
0 |  |  | 2005 | Kosovo *
0 |  |  | 2006 | Kosovo *
0 |  |  | 2007 | Kosovo *
0 |  |  | 2008 | Kosovo *
0 |  |  | 2009 | Kosovo *
15.8 |  |  | 2010 | Kosovo *
15.1 |  |  | 2011 | Kosovo *
15.2 |  |  | 2012 | Kosovo *
15.7 |  |  | 2013 | Kosovo *
13.8 |  |  | 2014 | Kosovo *
17.4 |  |  | 2015 | Kosovo *
16.6 |  |  | 2016 | Kosovo *
15.5 |  |  | 2017 | Kosovo *
15.1 |  |  | 2018 | Kosovo *
16.3 |  |  | 2019 | Kosovo *
0 |  |  | 2020 | Kosovo *
0 |  |  | 2021 | Kosovo *
0 |  |  | 2022 | Kosovo *
0 |  | 2000 | Kosovo *
0 |  | 2001 | Kosovo *
0 |  | 2002 | Kosovo *
0 |  | 2003 | Kosovo *
0 |  | 2004 | Kosovo *
0 |  | 2005 | Kosovo *
0 |  | 2006 | Kosovo *
0 |  | 2007 | Kosovo *
0 |  | 2008 | Kosovo *
0 |  | 2009 | Kosovo *
3 |  | 2010 | Kosovo *
3 |  | 2011 | Kosovo *
3 |  | 2012 | Kosovo *
3 |  | 2013 | Kosovo *
3.1 |  | 2014 | Kosovo *
3.1 |  | 2015 | Kosovo *
2 |  | 2016 | Kosovo *
2.5 |  | 2017 | Kosovo *
2.3 |  | 2018 | Kosovo *
3.2 |  | 2019 | Kosovo *
0 |  | 2020 | Kosovo *
0 |  | 2021 | Kosovo *
0 |  | 2022 | Kosovo *
33.8 | 2000 | Kosovo *
34.8 | 2001 | Kosovo *
35.9 | 2002 | Kosovo *
36.9 | 2003 | Kosovo *
38 | 2004 | Kosovo *
38 | 2005 | Kosovo *
41 | 2006 | Kosovo *
42 | 2007 | Kosovo *
45 | 2008 | Kosovo *
42 | 2009 | Kosovo *
211.6 | 2010 | Kosovo *
217.5 | 2011 | Kosovo *
211.4 | 2012 | Kosovo *
207 | 2013 | Kosovo *
209 | 2014 | Kosovo *
217.1 | 2015 | Kosovo *
212.3 | 2016 | Kosovo *
223.2 | 2017 | Kosovo *
235.4 | 2018 | Kosovo *
230.3 | 2019 | Kosovo *
138.8 | 2020 | Kosovo *
140.1 | 2021 | Kosovo *
0 | 2022 | Kosovo *

## Water demand per country_Nature (hidden)
The values listed in the table represent median values of water consumption and water withdrawal. The numbers highlighted in red show the values that belong to the global ten highest water demand in the specific category. The underlined numbers in red represent the highest values of all countries in each category. The table shows the values of water consumption and water withdrawal (on fresh- and aggregated-water levels) for 148 countries in the world. For the remaining countries, which are not included in this list, no thermal power plants exceeding 50 MW were found, and/ or there is no reported information on the capacity factors of power generation facilities of these specific countries. The category ‘Ratio Capacity Potentially Seawater Cooled’ is the outcome of the GIS analysis and shows the share of the cumulated active thermal power plant capacity of the country located within 20 km from the coastline. In other words, it displays the share of cumulated country’s capacity which is potentially seawater-cooled.

## cooling water_Nature_EU27_sort
Country | ISO 3166-2 Country Codes | Active Capacity, [MW] | Ratio Capacity Potentially Seawater Cooled | Freshwater Consumption, [m3] | Aggregated Water Consumption, [m3] | Freshwater Withdrawal, [m3] | Aggregated Water Withdrawal, [m3] | Share (consumption/Withdrawal) | actual withdrawal (MCM) | Actual consumption (MCM)
Afghanistan | af | 100 | 0 | 265.28 | 265.28 | 265.28 | 265.28
Albania | al | 97 | 1 | 0 | 9327.96 | 0 | 1061522.06
Algeria | dz | 14368.8 | 0.68 | 6444718.85 | 6725831.88 | 8032545.58 | 8313658.6
Angola | ao | 404 | 1 | 0 | 2218845.63 | 0 | 70487518.49
Argentina | ar | 19098.41 | 0.41 | 60712580.89 | 139338450.57 | 2666335487.64 | 3117535451.45
Armenia | am | 2257.9 | 0 | 13186842.85 | 13186842.85 | 20061132.79 | 20061132.79
Australia | au | 45749.68 | 0.35 | 255278378.03 | 378247875.53 | 2329541106.07 | 2486905600.64
Austria | at | 7483.4 | 0 | 23716477.92 | 23716477.92 | 1121264299.73 | 1121264299.73 | 2.115% | 1121.2643 | 23.7165
Azerbaijan | az | 6183.9 | 0.23 | 5101961.82 | 6570539.08 | 588706115.81 | 624953524.64
Bahamas | bs | 403.8 | 1 | 0 | 1377194.36 | 0 | 97288756.69
Bahrain | bh | 5394 | 1 | 0 | 18215139.13 | 0 | 552631727.58
Bangladesh | bd | 8177.7 | 0.08 | 64002986.58 | 70266995.71 | 1346434015.39 | 1517613676.83
Barbados | bb | 285.4 | 1 | 0 | 2837642.45 | 0 | 4132789.19
Belarus | by | 8596.01 | 0 | 57177918.68 | 57177918.68 | 1703645542.91 | 1703645542.91
Belgium | be | 12111 | 0.35 | 69115201.61 | 115585583.46 | 172683277.81 | 246490623.22 | 46.89% | 246.4906 | 115.5856
Bolivia | bo | 1129.18 | 0 | 2620947.17 | 2620947.17 | 3258512.55 | 3258512.55
Bosnia and Herzegovina | ba | 1765 | 0 | 19313083.24 | 19313083.24 | 23667598.87 | 23667598.87
Botswana | bw | 742 | 0 | 7904411.47 | 7904411.47 | 9711867.41 | 9711867.41
Brazil | br | 24349.72 | 0.62 | 50134439.99 | 130826939.65 | 373134506.71 | 3714444969.41
Brunei Darussalam | bn | 876 | 1 | 0 | 9712876.75 | 0 | 13883653.63
Bulgaria | bg | 8007.18 | 0.03 | 58187097.39 | 59269781.9 | 2845245482.7 | 2846822322.24 | 2.082% | 2846.8223 | 59.2698
Cambodia | kh | 100 | 1 | 0 | 355974.66 | 0 | 85333110.67
Cameroon | cm | 449.5 | 0.87 | 1595.67 | 17210.1 | 1595.67 | 17210.1
Canada | ca | 47303.06 | 0.15 | 171047036.04 | 187229970.75 | 21876899955.44 | 23663637519.65
Cayman Islands | ky | 52.75 | 1 | 0 | 152390.31 | 0 | 22223587.38
Chile | cl | 11566.44 | 0.77 | 5177368.96 | 25069582.56 | 131479370.01 | 2899039753.35
China | cn | 922340.2 | 0.22 | 5615624203.37 | 6349810546.81 | 42115058588 | 56473869340.17
Colombia | co | 6847 | 0.4 | 16813845.89 | 25342441.45 | 502535180.22 | 965260289.38
Congo Republic | cd | 292.2 | 1 | 0 | 2529760.63 | 0 | 3162200.78
Costa Rica | cr | 431 | 1 | 0 | 414318.69 | 0 | 59410314.63
Croatia | hr | 1895.8 | 0.34 | 499631.38 | 1425337.02 | 35851621.91 | 250825123.43 | 0.5683% | 250.8251 | 1.4253
Cuba | cu | 4346.2 | 0.9 | 1300012.15 | 12587584.14 | 189585105.59 | 1778894907
Cyprus | cy | 1375.3 | 1 | 0 | 1129823.59 | 0 | 140189075.02 | 0.8059% | 140.1891 | 1.1298
Czech Republic | cz | 15424.62 | 0 | 142138569.18 | 142138569.18 | 244942977.32 | 244942977.32 | 58.03% | 244.943 | 142.1386
Denmark | dk | 6792.79 | 0.99 | 350.04 | 4924215.38 | 350.04 | 1144283108.87 | 0.4303% | 1144.2831 | 4.9242
Djibouti | dj | 82 | 1 | 0 | 1772098.81 | 0 | 2580913.89
Dominican Republic | do | 4293.8 | 0.86 | 1203726.99 | 48284252.61 | 1705170.57 | 559085428.14
Ecuador | ec | 1902.9 | 0.78 | 2793030.05 | 9006769.73 | 153023427.92 | 427086061.23
Egypt | eg | 27241.41 | 0.4 | 27746369.13 | 110985476.52 | 2854460794.34 | 11417843177.36
El Salvador | sv | 734.1 | 0.74 | 4574.12 | 17672.94 | 4574.12 | 17672.94
Eritrea | er | 88 | 1 | 0 | 119758.76 | 0 | 17464818.48
Estonia | ee | 3170 | 0.92 | 5767.74 | 9138249.16 | 5767.74 | 1330856956.75 | 0.6866% | 1330.857 | 9.1382
Finland | fi | 8975.6 | 0.82 | 2561794.35 | 35049677.55 | 521489469.41 | 6333295405.12 | 0.5534% | 6333.2954 | 35.0497
France | fr | 87125.9 | 0.32 | 698452340.37 | 1066969285.77 | 11090787082.92 | 11876136481.51 | 8.984% | 11876.1365 | 1066.9693
Gabon | ga | 60 | 1 | 0 | 191480.24 | 0 | 27924201.89
Georgia | ge | 1278 | 0 | 7000964.98 | 7000964.98 | 10196320.66 | 10196320.66
Germany | de | 95461.91 | 0.06 | 667581745.88 | 725674857.73 | 2960391467.31 | 3044324894.24 | 23.84% | 3044.3249 | 725.6749
Ghana | gh | 1214 | 1 | 0 | 15039854.06 | 0 | 21565908.16
Greece | gr | 12787.98 | 0.53 | 39192582.45 | 46116851.77 | 48026877 | 652387886.24 | 7.069% | 652.3879 | 46.1169
Guam | gu | 355 | 1 | 0 | 1802508.43 | 0 | 262865812.84
Guatemala | gt | 737 | 0.53 | 4774258.95 | 8691677.05 | 6029815.82 | 11735208.04
Haiti | ht | 50 | 1 | 0 | 1203.71 | 0 | 1203.71
Honduras | hn | 735.2 | 0.58 | 3040473.24 | 7309862.41 | 4428195.28 | 10646203.97
Hong Kong Region of China | hk | 12098 | 1 | 0 | 22322014.29 | 0 | 4521785169.8
Hungary | hu | 4122.3 | 0 | 20737927.47 | 20737927.47 | 293699817.06 | 293699817.06 | 7.061% | 293.6998 | 20.7379
India | in | 190934.59 | 0.2 | 1687625607.93 | 1995179956.67 | 7665318722.9 | 8330112069.67
Indonesia | id | 42306.13 | 0.91 | 19356326.16 | 149355007.31 | 1019457746.83 | 15191698643.58
Iran | ir | 59805.2 | 0.19 | 283875259.11 | 399514513.63 | 399252124.58 | 1310233043.39
Iraq | iq | 28485.6 | 0.01 | 1699375.12 | 33987502.36 | 152568890.87 | 3051377817.42
Ireland | ie | 6160 | 0.9 | 225237.29 | 3338917.86 | 312402.17 | 601438711.01 | 0.5552% | 601.4387 | 3.3389
Isle of Man | im | 88 | 1 | 0 | 174677.28 | 0 | 217281.49
Israel | il | 14484 | 0.82 | 3284874.45 | 18643210.18 | 7420162.57 | 3132624367.61
Italy | it | 77799.1 | 0.63 | 24310219.6 | 55811990.82 | 1447433634.05 | 3672470694.7 | 1.52% | 3672.4707 | 55.812
Ivory Coast | ci | 821 | 1 | 0 | 1625415.76 | 0 | 2024480.9
Jamaica | jm | 694.06 | 1 | 0 | 4195888.91 | 0 | 138634760.53
Japan | jp | 237399.53 | 0.96 | 43300489.47 | 1158757546.3 | 2826967500.41 | 32190448876.71
Jordan | jo | 4237 | 0.15 | 1225658.82 | 1242032.39 | 1504627.64 | 1521001.21
Kazakhstan | kz | 17566 | 0.08 | 109442287.66 | 121151648.71 | 1187833242.99 | 1204886949.22
Kenya | ke | 679.21 | 0.6 | 115284.92 | 119828.2 | 143527.46 | 148070.74
Korea Democratic People's Republic | kp | 3170 | 0.11 | 8063808.84 | 8913050.19 | 1437074338.12 | 1615584328.78
Korea Republic | kr | 83330.81 | 0.86 | 24738515.18 | 327410161.74 | 1119657418.76 | 29726871959.88
Kosovo | xk | 1480 | 0 | 16194540.05 | 16194540.05 | 19845918.6 | 19845918.6
Kuwait | kw | 15217.3 | 1 | 0 | 44904987.64 | 0 | 5222091922.88
Kyrgyzstan | kg | 728 | 0 | 1221683.57 | 1221683.57 | 151895878.78 | 151895878.78
Latvia | la | 894 | 1 | 0 | 4140867.92 | 0 | 5818241.96 | 71.17% | 5.8182 | 4.1409
Lebanon | lb | 2375.6 | 0.89 | 2154550.29 | 18748533.59 | 2693187.86 | 23435666.99
Liberia | lr | 64 | 1 | 0 | 446773.7 | 0 | 558467.13
Libya | ly | 10814 | 0.83 | 44085.31 | 294220.78 | 44085.31 | 294220.78
Lithuania | lt | 3063 | 0.06 | 12094163.8 | 13713975.8 | 796056670.28 | 798415791.14 | 1.718% | 798.4158 | 13.714
Luxembourg | lu | 376.4 | 0 | 9692.95 | 9692.95 | 9692.95 | 9692.95 | 100% | 0.009693 | 0.009693
Macau Region of China | mo | 242.6 | 1 | 0 | 283701.3 | 0 | 37155361.08
Macedonia Republic | mk | 1230 | 0 | 8999681.6 | 8999681.6 | 18041176.21 | 18041176.21
Madagascar | mg | 135 | 1 | 0 | 2037088.6 | 0 | 2496390.41
Malaysia | my | 25334.04 | 0.97 | 3707093.89 | 41992502.93 | 4631952.36 | 5381241362.64
Malta | mt | 452.8 | 1 | 0 | 349499.67 | 0 | 49648347.45 | 0.704% | 49.6483 | 0.3495
Mauritania | mr | 51.8 | 1 | 0 | 267960.88 | 0 | 39077627.73
Mauritius | mu | 476 | 1 | 0 | 5351670.26 | 0 | 7098087.03
Mexico | mx | 42973.21 | 0.45 | 224667701 | 412318296.96 | 940792602.14 | 3619379578.22
Mongolia | mn | 1888 | 0 | 9625725.56 | 9625725.56 | 11796035.29 | 11796035.29
Montenegro | me | 218.5 | 0 | 2390883.11 | 2390883.11 | 2929954.87 | 2929954.87
Morocco | ma | 5285.2 | 0.88 | 2516711.41 | 40752823.45 | 3078080.3 | 386020786.15
Mozambique | mz | 544.5 | 0 | 18722.47 | 18722.47 | 18722.47 | 18722.47
Myanmar | mm | 901.3 | 0.46 | 656716.82 | 1099208.08 | 871439.85 | 1474740.94
Namibia | na | 120 | 0 | 7560.52 | 7560.52 | 7560.52 | 7560.52
Netherlands | nl | 26194.88 | 0.81 | 16600821.61 | 63062636.11 | 745835036.34 | 7591079192.03 | 0.8307% | 7591.0792 | 63.0626
New Zealand | nz | 2454.4 | 0.38 | 15408195.81 | 22033081.63 | 19970345.8 | 29127159.43
Nicaragua | ni | 352.3 | 0.38 | 2156568.49 | 3502808.11 | 3140861.86 | 5101547.41
Nigeria | ng | 11285.94 | 0.18 | 23941571.19 | 28163062.55 | 708973331.51 | 1321793104.15
Norway | no | 1235 | 1 | 0 | 4397900.89 | 0 | 590586743.97
Oman | om | 8118.85 | 0.77 | 1789907.29 | 3035403.13 | 2232339.6 | 3794722.83
Pakistan | pk | 16982.61 | 0.24 | 134240896.8 | 189995745.87 | 191093415.89 | 272383135.38
Panama | pa | 879.71 | 1 | 0 | 1940435.01 | 0 | 223678842.24
Peru | pe | 7984.67 | 0.96 | 1907165.57 | 27247243.36 | 2720541.7 | 85500917.46
Philippines | ph | 12049.08 | 0.97 | 1694857.32 | 31335300.07 | 226204608.06 | 5970652959.31
Poland | pl | 30588.2 | 0.01 | 205581402.52 | 206840700.8 | 3449278976.67 | 3549221660.83 | 5.828% | 3549.2217 | 206.8407
Portugal | pt | 6707.21 | 0.78 | 10611165.38 | 32221284.97 | 13040956.77 | 39823464.6 | 80.91% | 39.8235 | 32.2213
Puerto Rico | pr | 5524.5 | 1 | 0 | 45203399.68 | 0 | 62478128.67
Qatar | qa | 10541.5 | 1 | 0 | 37386840.89 | 0 | 1073682421.58
Republic of Moldova | md | 2520 | 0 | 3146862.4 | 3146862.4 | 477007584.45 | 477007584.45
Reunion | re | 278 | 1 | 0 | 856439.68 | 0 | 1046964.87
Romania | ro | 12162.75 | 0.01 | 77961482.7 | 78125426.68 | 2006774708.22 | 2030683206.37 | 3.847% | 2030.6832 | 78.1254
Russian Federation | ru | 198123 | 0.09 | 1032112016.26 | 1171659080.47 | 37918425861.51 | 39312825257.97
Saint Lucia | lc | 77.2 | 1 | 0 | 767575.32 | 0 | 1117909.34
Saudi Arabia | sa | 64792.38 | 0.6 | 48294923.82 | 75383161.53 | 65936701.9 | 359812570.61
Senegal | sn | 475.4 | 0.86 | 2914.12 | 125017.81 | 2914.12 | 12168197.21
Serbia | rs | 4565.5 | 0 | 12997428.38 | 12997428.38 | 2531480618.07 | 2531480618.07
Singapore | sg | 12985.88 | 1 | 0 | 24721341.29 | 0 | 2401930767.27
Sint Maarten | mf | 60 | 1 | 0 | 173334.95 | 0 | 25278014.08
Slovakia | sk | 4140.91 | 0 | 47607036.57 | 47607036.57 | 125451673.54 | 125451673.54 | 37.95% | 125.4517 | 47.607
Slovenia | si | 1938 | 0 | 22523114.21 | 22523114.21 | 143368590.67 | 143368590.67 | 15.71% | 143.3686 | 22.5231
South Africa | za | 47579.3 | 0.18 | 316054666.31 | 350838120.33 | 388012759.59 | 2187960323.23
Spain | es | 51735.54 | 0.55 | 214854878.08 | 321553527 | 3257080689.92 | 4047753250.58 | 7.944% | 4047.7533 | 321.5535
Sri Lanka | lk | 2219.3 | 0.95 | 2380.9 | 1491990.68 | 2380.9 | 350156862.68
Sudan | sd | 2200 | 0 | 9500295.27 | 9500295.27 | 13419238.41 | 13419238.41
Sweden | se | 14115.77 | 0.98 | 378909.91 | 68701420.58 | 89680440.6 | 11408101131.49 | 0.6022% | 11408.1011 | 68.7014
Switzerland | ch | 3502.9 | 0 | 57485808.11 | 57485808.11 | 1656796993.8 | 1656796993.8
Syria | sy | 7703.2 | 0.18 | 3943419.71 | 56334567.32 | 5526740.98 | 78953442.57
Taiwan | tw | 43452.72 | 0.93 | 10517357.77 | 117146392.38 | 358138158.21 | 12303637559.01
Tanzania | tz | 822.16 | 0.87 | 2823.26 | 3446283.25 | 2823.26 | 4305864.95
Thailand | th | 35985.28 | 0.54 | 100743741.53 | 228794954.09 | 129418168.63 | 297316568.51
Timor-Leste | tl | 254 | 1 | 0 | 10747.35 | 0 | 10747.35
Togo | tg | 99.6 | 1 | 0 | 4676.1 | 0 | 4676.1
Trinidad and Tobago | tt | 2308.6 | 1 | 0 | 13791046.3 | 0 | 1418768597.5
Tunisia | tn | 3231 | 0.87 | 2957834.65 | 3948257.29 | 4299470.03 | 125238277.41
Turkey | tr | 40514.38 | 0.47 | 1017628.41 | 254407103.46 | 3012130.64 | 753032660.97
Turkmenistan | tm | 3112 | 0.04 | 7201233.12 | 7204800.55 | 837013947.77 | 837017515.2
Uganda | ug | 260 | 0 | 2879.63 | 2879.63 | 2879.63 | 2879.63
Ukraine | ua | 48250.71 | 0 | 259257331.89 | 259586015.71 | 9543782803.21 | 9544261503.74
United Arab Emirates | ae | 34049.1 | 0.98 | 499326.5 | 1314120.73 | 621389.49 | 1436183.73
United Kingdom | gb | 71294.05 | 0.69 | 117347079.73 | 337485961.85 | 150581035.64 | 11057983731.32
United States | us | 951959.9 | 0.19 | 4195481864.92 | 5376401059.19 | 102386630678.36 | 104211517523.9
Uruguay | uy | 993 | 1 | 0 | 4578354.7 | 0 | 483791096.16
Uzbekistan | uz | 11256 | 0 | 85422300.75 | 85422300.75 | 2305943170.7 | 2305943170.7
Venezuela | ve | 13473.48 | 0.74 | 26111854.54 | 94535382.51 | 36132232.81 | 1741784673.82
Vietnam | vn | 17590.36 | 0.65 | 14897863.09 | 57463701.94 | 1394247168.46 | 3378078177.66
Yemen | ye | 704.25 | 0.67 | 8969.17 | 27463.2 | 8969.17 | 27463.2
Zambia | zm | 130 | 0 | 8190.57 | 8190.57 | 8190.57 | 8190.57
Zimbabwe | zw | 1130 | 0 | 17051186.06 | 17051186.06 | 20895712.36 | 20895712.36
The values listed in the table represent median values of water consumption and water withdrawal. The numbers highlighted in red show the values that belong to the global ten highest water demand in the specific category. The underlined numbers in red represent the highest values of all countries in each category. The table shows the values of water consumption and water withdrawal (on fresh- and aggregated-water levels) for 148 countries in the world. For the remaining countries, which are not included in this list, no thermal power plants exceeding 50 MW were found, and/ or there is no reported information on the capacity factors of power generation facilities of these specific countries. The category ‘Ratio Capacity Potentially Seawater Cooled’ is the outcome of the GIS analysis and shows the share of the cumulated active thermal power plant capacity of the country located within 20 km from the coastline. In other words, it displays the share of cumulated country’s capacity which is potentially seawater-cooled.

## cooling water_calculation_Eu27
OSeMOSYS inputs
Country | ISO 3166-2 Country Codes | Active Capacity, [MW] | Ratio Capacity Potentially Seawater Cooled | Freshwater Consumption, [m3] | Aggregated Water Consumption, [m3] | Freshwater Withdrawal, [m3] | Aggregated Water Withdrawal, [m3] | Share (consumption/Withdrawal) | Share (release/Withdrawal) | Average water withdrawal (MCM) | Average water consumption (MCM) | Total thermal electricity generation (2018) PJ | Total thermal electricity generation (2021) PJ | Total Water withdrawal for cooling (MCM)-2018 | Total Water withdrawal for cooling (MCM)-2021 | Total Water release after cooling (MCM)-2018 | Total Water release after cooling (MCM)-2021 |  | IAR (XXWPWR) for all thermal power plants (2018) BCM/PJ | IAR (XXWPWR) for all thermal power plants (2021) BCM/PJ | OAR (XXWSUR) for all thermal power plants (2018) BCM/PJ | OAR (XXWRUN) for all thermal power plants (2021) BCM/PJ | IAR FUEL (input) | Value (BCM/PJ) | OAR Fuel (Output) | Value (BCM/PJ)
Austria | AT | 7483.4 | 0 | 23716477.92 | 23716477.92 | 1121264299.73 | 1121264299.73 | 0.021152 | 97.88% | 1121.2643 | 23.7165 | 71.6393 | 67.2408 | 1171.6 | 1495.1 | 1146.8188 | 1463.4763 | 31.6237 | 0.016354 | 0.022235 | 0.016008 | 0.021765 | ATWPWR | 0.02224 | ATWRUN | 0.02176
Belgium | BE | 12111 | 0.35 | 69115201.61 | 115585583.46 | 172683277.81 | 246490623.22 | 0.46892 | 53.11% | 246.4906 | 115.5856 | 222.3634 | 291.6119 | 2239.7 | 2256.5 | 1189.449 | 1198.371 | 1058.129 | 0.010072 | 0.007738 | 0.0053491 | 0.0041095 | BEWPWR | 0.00774 | BEWRUN | 0.00411
Bulgaria | BG | 8007.18 | 0.03 | 58187097.39 | 59269781.9 | 2845245482.7 | 2846822322.24 | 0.02082 | 97.92% | 2846.8223 | 59.2698 | 139.4344 | 142.4358 | 3607.7 | 3471.7 | 3532.589 | 3399.4205 | 72.2795 | 0.025874 | 0.024374 | 0.025335 | 0.023866 | BGWPWR | 0.02437 | BGWRUN | 0.02387
Croatia | HR | 1895.8 | 0.34 | 499631.38 | 1425337.02 | 35851621.91 | 250825123.43 | 0.0056826 | 99.43% | 250.8251 | 1.4253 | 15.9642 | 20.4527 | 165 | 167.3 | 164.0624 | 166.3493 | 0.9507 | 0.010336 | 0.0081799 | 0.010277 | 0.0081334 | HRWPWR | 0.00818 | HRWRUN | 0.00813
Cyprus | CY | 1375.3 | 1 | 0 | 1129823.59 | 0 | 140189075.02 | 0.0080593 | 99.19% | 140.1891 | 1.1298 | 16.7041 | 15.8566 | 0 | 14.8 | 0 | 14.6807 | 0.11928 | 0 | 0.00093337 | 0 | 0.00092584 | CYWPWR | 0.00093 | CYWRUN | 0.00093
Czechia | CZ | 15424.62 | 0 | 142138569.18 | 142138569.18 | 244942977.32 | 244942977.32 | 0.58029 | 41.97% | 244.943 | 142.1386 | 296.1336 | 282.2691 | 408.6 | 264.5 | 171.4925 | 111.0126 | 153.4874 | 0.0013798 | 0.00093705 | 0.00057911 | 0.00039329 | CZWPWR | 0.00094 | CZWRUN | 0.00039
Denmark | DK | 6792.79 | 0.99 | 350.04 | 4924215.38 | 350.04 | 1144283108.87 | 0.0043033 | 99.57% | 1144.2831 | 4.9242 | 55.7999 | 56.4154 | 2.9 | 3.5 | 2.8875 | 3.4849 | 0.015062 | 5.1971e-05 | 6.204e-05 | 5.1748e-05 | 6.1773e-05 | DKWPWR | 6e-05 | DKWRUN | 6e-05
Estonia | EE | 3170 | 0.92 | 5767.74 | 9138249.16 | 5767.74 | 1330856956.75 | 0.0068664 | 99.31% | 1330.857 | 9.1382 | 42.0565 | 21.9412 | 1306.6 | 681.7 | 1297.6283 | 677.0191 | 4.6809 | 0.031068 | 0.031069 | 0.030854 | 0.030856 | EEWPWR | 0.03107 | EEWRUN | 0.03086
Finland | FI | 8975.6 | 0.82 | 2561794.35 | 35049677.55 | 521489469.41 | 6333295405.12 | 0.0055342 | 99.45% | 6333.2954 | 35.0497 | 182.7072 | 170.172 | 472.3 | 405.4 | 469.6862 | 403.1564 | 2.2436 | 0.002585 | 0.0023823 | 0.0025707 | 0.0023691 | FIWPWR | 0.00238 | FIWRUN | 0.00237
France | FR | 87125.9 | 0.32 | 698452340.37 | 1066969285.77 | 11090787082.92 | 11876136481.51 | 0.089841 | 91.02% | 11876.1365 | 1066.9693 | 1693.8877 | 1575.1115 | 16045.3 | 14368.4 | 14603.767 | 13077.5222 | 1290.8778 | 0.0094725 | 0.0091221 | 0.0086214 | 0.0083026 | FRWPWR | 0.00912 | FRWRUN | 0.0083
Germany | DE | 95461.91 | 0.06 | 667581745.88 | 725674857.73 | 2960391467.31 | 3044324894.24 | 0.23837 | 76.16% | 3044.3249 | 725.6749 | 1661.22 | 1444.7455 | 9285.8 | 13321.6 | 7072.3465 | 10146.134 | 3175.466 | 0.0055897 | 0.0092207 | 0.0042573 | 0.0070228 | DEWPWR | 0.00922 | DEWRUN | 0.00702
Greece | GR | 12787.98 | 0.53 | 39192582.45 | 46116851.77 | 48026877 | 652387886.24 | 0.070689 | 92.93% | 652.3879 | 46.1169 | 134.6831 | 118.871 | 0 | 0 | 0 | 0 | 0 | 0 | 0.0097058 | 0 | 0.0087074 | GRWPWR | 0.00971 | GRWRUN | 0.00871
Hungary | HU | 4122.3 | 0 | 20737927.47 | 20737927.47 | 293699817.06 | 293699817.06 | 0.070609 | 92.94% | 293.6998 | 20.7379 | 109.6488 | 112.6487 | 3352.6 | 3586.7 | 3115.8754 | 3333.4458 | 253.2542 | 0.030576 | 0.03184 | 0.028417 | 0.029592 | HUWPWR | 0.03184 | HUWRUN | 0.02959
Ireland | IE | 6160 | 0.9 | 225237.29 | 3338917.86 | 312402.17 | 601438711.01 | 0.0055516 | 99.44% | 601.4387 | 3.3389 | 77.5645 | 75.4851 | 359.2 | 359.2 | 357.2059 | 357.2059 | 1.9941 | 0.004631 | 0.0047586 | 0.0046053 | 0.0047321 | IEWPWR | 0.00476 | IEWRUN | 0.00473
Italy | IT | 77799.1 | 0.63 | 24310219.6 | 55811990.82 | 1447433634.05 | 3672470694.7 | 0.015197 | 98.48% | 3672.4707 | 55.812 | 691.6638 | 680.8761 | 0 | 4594.2 | 0 | 4524.3801 | 69.8199 | 0 | 0.0067475 | 0 | 0.0066449 | ITWPWR | 0.00675 | ITWRUN | 0.00664
Latvia | LA | 894 | 1 | 0 | 4140867.92 | 0 | 5818241.96 | 0.7117 | 28.83% | 5.8182 | 4.1409 | 15.012 | 10.7647 | 2.5 | 2.6 | 0.72074 | 0.74957 | 1.8504 | 0.00016653 | 0.00024153 | 4.8011e-05 | 6.9632e-05 | LAWPWR | 0.00024 | LAWRUN | 7e-05
Lithuania | LT | 3063 | 0.06 | 12094163.8 | 13713975.8 | 796056670.28 | 798415791.14 | 0.017176 | 98.28% | 798.4158 | 13.714 | 3.9211 | 8.0629 | 15.4 | 87.5 | 15.1355 | 85.9971 | 1.5029 | 0.0039274 | 0.010852 | 0.00386 | 0.010666 | LTWPWR | 0.01085 | LTWRUN | 0.01067
Luxembourg | LU | 376.4 | 0 | 9692.95 | 9692.95 | 9692.95 | 9692.95 | 1 | 0% | 0.009693 | 0.009693 | 1.7626 | 2.2742 | 0 | 0 | 0 | 0 | 0 | 0 | 0.0097058 | 0 | 0.0087074 | LUWPWR | 0.00971 | LUWRUN | 0.00871
Malta | MT | 452.8 | 1 | 0 | 349499.67 | 0 | 49648347.45 | 0.0070395 | 99.3% | 49.6483 | 0.3495 | 6.3808 | 7.0526 | 0 | 0 | 0 | 0 | 0 | 0 | 0.0097058 | 0 | 0.0087074 | MTWPWR | 0.00971 | MTWRUN | 0.00871
Netherlands | NL | 26194.88 | 0.81 | 16600821.61 | 63062636.11 | 745835036.34 | 7591079192.03 | 0.0083075 | 99.17% | 7591.0792 | 63.0626 | 358.1273 | 331.6791 | 3369.9 | 3183.3 | 3341.9047 | 3156.8548 | 26.4452 | 0.0094098 | 0.0095975 | 0.0093316 | 0.0095178 | NLWPWR | 0.0096 | NLWRUN | 0.00952
Poland | PL | 30588.2 | 0.01 | 205581402.52 | 206840700.8 | 3449278976.67 | 3549221660.83 | 0.058278 | 94.17% | 3549.2217 | 206.8407 | 555.9404 | 562.6027 | 5741.1 | 5216 | 5406.5215 | 4912.0232 | 303.9768 | 0.010327 | 0.0092712 | 0.009725 | 0.0087309 | PLWPWR | 0.00927 | PLWRUN | 0.00873
Portugal | PT | 6707.21 | 0.78 | 10611165.38 | 32221284.97 | 13040956.77 | 39823464.6 | 0.8091 | 19.09% | 39.8235 | 32.2213 | 115.7578 | 78.817 | 835.8 | 786.9 | 159.5517 | 150.2168 | 636.6832 | 0.0072202 | 0.0099839 | 0.0013783 | 0.0019059 | PTWPWR | 0.00998 | PTWRUN | 0.00191
Romania | RO | 12162.75 | 0.01 | 77961482.7 | 78125426.68 | 2006774708.22 | 2030683206.37 | 0.038472 | 96.15% | 2030.6832 | 78.1254 | 139.2693 | 120.4069 | 681.3 | 566 | 655.0887 | 544.2246 | 21.7754 | 0.004892 | 0.0047007 | 0.0047038 | 0.0045199 | ROWPWR | 0.0047 | ROWRUN | 0.00452
Slovakia | SK | 4140.91 | 0 | 47607036.57 | 47607036.57 | 125451673.54 | 125451673.54 | 0.37949 | 62.05% | 125.4517 | 47.607 | 80.586 | 89.0244 | 57.2 | 50.4 | 35.4935 | 31.274 | 19.126 | 0.0007098 | 0.00056614 | 0.00044044 | 0.0003513 | SKWPWR | 0.00057 | SKWRUN | 0.00035
Slovenia | SI | 1938 | 0 | 22523114.21 | 22523114.21 | 143368590.67 | 143368590.67 | 0.1571 | 84.29% | 143.3686 | 22.5231 | 40.2227 | 37.5161 | 742.3 | 717.1 | 625.6851 | 604.444 | 112.656 | 0.018455 | 0.019114 | 0.015556 | 0.016112 | SIWPWR | 0.01911 | SIWRUN | 0.01611
Spain | ES | 51735.54 | 0.55 | 214854878.08 | 321553527 | 3257080689.92 | 4047753250.58 | 0.07944 | 92.06% | 4047.7533 | 321.5535 | 626.094 | 547.2252 | 5450 | 4682.7 | 5017.052 | 4310.7063 | 371.9937 | 0.0087048 | 0.0085572 | 0.0080133 | 0.0078774 | ESWPWR | 0.00856 | ESWRUN | 0.00788
Sweden | SE | 14115.77 | 0.98 | 378909.91 | 68701420.58 | 89680440.6 | 11408101131.49 | 0.0060222 | 99.4% | 11408.1011 | 68.7014 | 302.832 | 248.7672 | 81.8 | 113.4 | 81.3074 | 112.7171 | 0.68291 | 0.00027012 | 0.00045585 | 0.00026849 | 0.0004531 | SEWPWR | 0.00046 | SEWRUN | 0.00045

## Sheet2 (hidden)
Country | Thermal electricity generation (PJ) | Water withdrawal (MCM) | Wate consumption (MCM) | country | ratio
Austria | 67.2408 | 1495.1 |  | Austria | 22.235
Belgium | 291.6119 | 2256.5 |  | Belgium | 7.738
Bulgaria | 142.4358 | 3471.7 |  | Bulgaria | 24.3738
Croatia | 20.4527 | 167.3 |  | Croatia | 8.1799
Cyprus | 15.8566 | 14.8 |  | Cyprus | 0.93337
Czechia | 282.2691 | 264.5 |  | Czechia | 0.93705
Denmark | 56.4154 | 3.5 |  | Denmark | 0.06204
Estonia | 21.9412 | 681.7 |  | Estonia | 31.0693
Finland | 170.172 | 405.4 |  | Finland | 2.3823
France | 1575.1115 | 14368.4 |  | France | 9.1221
Germany | 1444.7455 | 13321.6 |  | Germany | 9.2207
Greece | 118.871 | 0 |  | Greece | 0
Hungary | 112.6487 | 3586.7 |  | Hungary | 31.8397
Ireland | 75.4851 | 359.2 |  | Ireland | 4.7586
Italy | 680.8761 | 4594.2 |  | Italy | 6.7475
Latvia | 10.7647 | 2.6 |  | Latvia | 0.24153
Lithuania | 8.0629 | 87.5 |  | Lithuania | 10.8521
Luxembourg | 2.2742 | 0 |  | Luxembourg | 0
Malta | 7.0526 | 0 |  | Malta | 0
Netherlands | 331.6791 | 3183.3 |  | Netherlands | 9.5975
Poland | 562.6027 | 5216 |  | Poland | 9.2712
Portugal | 78.817 | 786.9 |  | Portugal | 9.9839
Romania | 120.4069 | 566 |  | Romania | 4.7007
Slovakia | 89.0244 | 50.4 |  | Slovakia | 0.56614
Slovenia | 37.5161 | 717.1 |  | Slovenia | 19.1144
Spain | 547.2252 | 4682.7 |  | Spain | 8.5572
Sweden | 248.7672 | 113.4 |  | Sweden | 0.45585

## Country code (hidden)
Country | ISO2
Austria | AT
Belgium | BE
Bulgaria | BG
Cyprus | CY
Czechia | CZ
Germany | DE
Denmark | DK
Spain | ES
Estonia | EE
Finland | FI
France | FR
Greece | EL
Croatia | HR
Hungary | HU
Ireland | IE
Italy | IT
Lithuania | LT
Luxembourg | LU
Latvia | LV
Malta | MT
Netherlands | NL
Poland | PL
Portugal | PT
Romania | RO
Slovakia | SK
Slovenia | SI
Sweden | SE
Europe | EU

## Water consumption per river (hidden)
River Name | Main Final Country | Ocean | Continent | Annual Water Consumption of Power Generation Facilities (median values), [m3]
|  |  |  | 2015 | 2020 | 2025 | 2030 | 2035 | 2040 | 2045 | 2050
Alabama | United States | Atlantic | Americas | 28085161 | 6542770 | 2050368 | 1415845 | 473460 | 0 | 0 | 0
Aldan | Russia | Arctic | Europe | 59688 | 0 | 0 | 0 | 0 | 0 | 0 | 0
Allegheny | United States | Atlantic | Americas | 6365046 | 7452612 | 4006870 | 2600404 | 1003172 | 0 | 0 | 0
Allier | France | Atlantic | Europe | 3788 | 13 | 694 | 4166 | 4991 | 4998 | 0 | 0
Altamaha | United States | Atlantic | Americas | 37237091 | 0 | 0 | 0 | 0 | 0 | 0 | 0
Amazonas | Brazil | Atlantic | Americas | 2875449 | 0 | 0 | 0 | 0 | 0 | 0 | 0
Amu Darya | Uzbekistan | Inland Sea | Asia-Pacific | 9997466 | 0 | 0 | 0 | 0 | 0 | 0 | 0
Amur | Russia | Pacific | Europe | 8033484 | 5543220 | 0 | 0 | 0 | 0 | 0 | 0
Angara | Russia | Arctic | Europe | 15009186 | 5446431 | 93143 | 12032 | 18482 | 30579 | 28900 | 0
Arkansas | United States | Atlantic | Americas | 77779377 | 33568191 | 439753 | 488064 | 472961 | 240826 | 523384 | 0
Assiniboine | Canada | Arctic | Americas | 2899138 | 263807 | 293064 | 288409 | 292369 | 0 | 0 | 0
Athabasca | Canada | Arctic | Americas | 2867106 | 481499 | 534898 | 526403 | 374121 | 61688 | 0 | 0
Atrek | Iran | Inland Sea | Asia-Pacific | 43036 | 37667 | 10138 | 4232 | 1931 | 0 | 0 | 0
Ayeyarwady | Myanmar | Indian | Asia-Pacific | 136445 | 0 | 0 | 0 | 0 | 0 | 0 | 0
Balsas | Mexico | Pacific | Americas | 44571056 | 44327630 | 35358350 | 11282644 | 284355 | 0 | 0 | 0
Bayou Lafourche | United States | Atlantic | Americas | 1227337 | 351487 | 79443 | 102679 | 125847 | 0 | 0 | 0
Beaver | Canada | Atlantic | Americas | 315420 | 63290 | 70309 | 69193 | 0 | 0 | 0 | 0
Bei | China | Pacific | Asia-Pacific | 13776942 | 15679719 | 8444601 | 637813 | 39041 | 43523 | 17778 | 0
Belaya | Russia | Inland Sea | Europe | 24121766 | 0 | 0 | 0 | 0 | 0 | 0 | 0
Betwa | India | Indian | Asia-Pacific | 18504846 | 24038510 | 14266490 | 6036552 | 2014391 | 707511 | 111602 | 0
Bhima | India | Indian | Asia-Pacific | 27382594 | 26708495 | 15217513 | 5915007 | 1837352 | 472539 | 24580 | 0
Bighorn | United States | Atlantic | Americas | 1010761 | 1488999 | 3359 | 243 | 0 | 0 | 32 | 0
Bio-Bio | Chile | Pacific | Americas | 194485 | 52691 | 5270 | 0 | 0 | 0 | 0 | 0
Biya | Russia | Arctic | Europe | 883883 | 1068460 | 26648 | 3690 | 0 | 0 | 0 | 0
Black | United States | Atlantic | Americas | 14851289 | 25652227 | 0 | 0 | 0 | 0 | 0 | 0
Blue Nile | Sudan | Atlantic | Africa | 1498799 | 0 | 0 | 0 | 0 | 0 | 0 | 0
Brahmani | India | Indian | Asia-Pacific | 67202733 | 49808204 | 44081808 | 18794082 | 2669651 | 2160327 | 238318 | 0
Brahmaputra | Bangladesh | Indian | Asia-Pacific | 1844027 | 628527 | 317097 | 177817 | 1261 | 747 | 947 | 0
Branco | Argentina | Atlantic | Americas | 3055 | 0 | 0 | 0 | 0 | 0 | 0 | 0
Brazos | United States | Atlantic | Americas | 86344322 | 52764761 | 30096202 | 15302706 | 4095388 | 2086511 | 1785247 | 0
Broad | United States | Atlantic | Americas | 31601589 | 29833315 | 9634047 | 6342132 | 4758356 | 2319448 | 390430 | 0
Canadian | United States | Atlantic | Americas | 4828808 | 436108 | 94401 | 82293 | 0 | 0 | 0 | 0
Cape Fear | United States | Atlantic | Americas | 2653887 | 2704950 | 691169 | 546805 | 351552 | 285880 | 804855 | 0
Carcarana | Argentina | Atlantic | Americas | 2206344 | 301818 | 68994 | 68630 | 67817 | 65234 | 0 | 0
Cauca | Colombia | Atlantic | Americas | 1200950 | 308151 | 316152 | 328803 | 0 | 0 | 0 | 0
Cauvery | India | Indian | Asia-Pacific | 46695464 | 46568607 | 31668051 | 6299484 | 1544829 | 1073697 | 202016 | 0
Cedar | United States | Atlantic | Americas | 15210076 | 1525357 | 870708 | 521514 | 386360 | 0 | 0 | 0
Ceyhan | Turkey | Atlantic | Europe | 36525502 | 42810363 | 19927068 | 8464528 | 5495417 | 862247 | 63330 | 0
Chambal | India | Indian | Asia-Pacific | 48425382 | 55626340 | 39687451 | 31397599 | 30821293 | 15494508 | 15315921 | 0
Chao Phraya | Thailand | Pacific | Asia-Pacific | 9895527 | 10266784 | 5677749 | 2217552 | 336347 | 509271 | 100215 | 0
Chattahoochee | United States | Atlantic | Americas | 78168562 | 34459332 | 6286820 | 4454496 | 2467894 | 1087009 | 2486409 | 0
Chulym | Russia | Arctic | Europe | 3688537 | 0 | 0 | 0 | 0 | 0 | 0 | 0
Clark Fork | United States | Pacific | Americas | 423703 | 45761 | 42770 | 44688 | 51996 | 59564 | 0 | 0
Cojedes | Venezuela | Atlantic | Americas | 1895034 | 1759535 | 918212 | 95237 | 100617 | 0 | 0 | 0
Colorado | United States | Pacific | Americas | 3036563 | 434315 | 345622 | 337899 | 168096 | 173225 | 0 | 0
Columbia | United States | Pacific | Americas | 29762530 | 21543640 | 538199 | 467662 | 410529 | 404254 | 461054 | 0
Congaree | United States | Atlantic | Americas | 29362822 | 38116293 | 21290834 | 14079896 | 7341687 | 3395395 | 571542 | 0
Connecticut | United States | Atlantic | Americas | 5287928 | 2523271 | 823577 | 485065 | 303764 | 138625 | 0 | 0
Cooper | United States | Atlantic | Americas | 55563278 | 75102321 | 42214742 | 27720005 | 14487242 | 6790790 | 1143085 | 0
Copiapo | Chile | Pacific | Americas | 1178 | 0 | 0 | 0 | 0 | 0 | 0 | 0
Cuiaba | Brazil | Atlantic | Americas | 10241502 | 2682007 | 1888853 | 1897251 | 67817 | 65234 | 0 | 0
Cumberland | United States | Atlantic | Americas | 12243709 | 617235 | 202980 | 171702 | 0 | 0 | 0 | 0
Daling | China | Pacific | Asia-Pacific | 40864 | 67456 | 20356 | 6171 | 1687 | 1194 | 630 | 0
Damietta Branch | Egypt | Atlantic | Africa | 20097434 | 15901412 | 2496620 | 408281 | 345854 | 120058 | 0 | 0
Danube | Germany | Atlantic | Europe | 121035811 | 90978416 | 31035919 | 21833493 | 12377475 | 7818584 | 4928351 | 0
Daugava | Russia | Atlantic | Europe | 10736741 | 1338705 | 622859 | 445615 | 307249 | 239707 | 260653 | 0
Delaware | United States | Atlantic | Americas | 10508570 | 5516612 | 2298883 | 1009903 | 417863 | 0 | 0 | 0
Des Moines | United States | Atlantic | Americas | 8043121 | 11019529 | 21156 | 21256 | 62474 | 0 | 0 | 0
Desna | Ukraine | Atlantic | Europe | 3723138 | 0 | 0 | 0 | 0 | 0 | 0 | 0
Dniester | Moldova | Atlantic | Europe | 5395523 | 0 | 0 | 0 | 0 | 0 | 0 | 0
Dnieper | Ukraine | Atlantic | Europe | 96441214 | 98247991 | 65489694 | 16448736 | 16333881 | 0 | 0 | 0
Doce | Brazil | Atlantic | Americas | 11729 | 5374 | 5363 | 5378 | 5346 | 4170 | 0 | 0
Don | Russia | Atlantic | Europe | 74033423 | 54255924 | 36026715 | 36051735 | 36047223 | 36038825 | 18034729 | 0
Donets | Ukraine | Atlantic | Europe | 19617584 | 89328 | 12601 | 20764 | 19292 | 0 | 0 | 0
Dong | China | Pacific | Asia-Pacific | 14273703 | 15496544 | 8350001 | 1956297 | 798980 | 43009 | 38296 | 0
Double Mountain Fork Brazos | United States | Atlantic | Americas | 5635558 | 1172707 | 314631 | 267951 | 594536 | 951384 | 1230722 | 0
Doubs | France | Atlantic | Europe | 39248 | 0 | 0 | 0 | 0 | 0 | 0 | 0
Drau | Austria | Atlantic | Europe | 3427 | 0 | 0 | 0 | 0 | 0 | 0 | 0
Duero | Portugal | Atlantic | Europe | 1463066 | 887279 | 887731 | 898248 | 230705 | 255575 | 404982 | 0
Ebro | Spain | Atlantic | Europe | 44874811 | 40118783 | 20876761 | 2087459 | 1882506 | 839284 | 0 | 0
Elbe | Czech Republic | Atlantic | Europe | 14613100 | 3570472 | 1301186 | 1045361 | 103695 | 130598 | 0 | 0
Ems | Germany | Atlantic | Europe | 29847260 | 25970371 | 549157 | 553381 | 590264 | 743405 | 0 | 0
Euphrates | Iraq | Indian | Asia-Pacific | 10580068 | 10484 | 6112 | 1887 | 852 | 526 | 0 | 0
Evros | Bulgaria | Atlantic | Europe | 1563045 | 252627 | 22176 | 9120 | 4880 | 9693 | 0 | 0
Feather | United States | Pacific | Americas | 94556 | 64117 | 1142 | 1345 | 0 | 0 | 0 | 0
Fen | China | Pacific | Asia-Pacific | 36066223 | 5972665 | 534189 | 288988 | 87159 | 33801 | 688 | 0
Fox | United States | Atlantic | Americas | 2413010 | 252646 | 26497 | 26663 | 77722 | 0 | 0 | 0
Fraser | Canada | Pacific | Americas | 4930257 | 0 | 0 | 0 | 0 | 0 | 0 | 0
Fuchun | China | Pacific | Asia-Pacific | 3346979 | 3618191 | 1018130 | 596535 | 347828 | 240141 | 0 | 0
Gan | China | Pacific | Asia-Pacific | 140413452 | 174131760 | 73038036 | 23171025 | 2123096 | 789908 | 153359 | 0
Ganges | India | Indian | Asia-Pacific | 92005155 | 94375217 | 60152246 | 22118280 | 2091454 | 777347 | 151878 | 0
Ganshui | China | Pacific | Asia-Pacific | 6598246 | 10871138 | 1756385 | 143493 | 4313 | 1924 | 242 | 0
Garonne | France | Atlantic | Europe | 46064325 | 49625686 | 49625686 | 49625686 | 0 | 0 | 0 | 0
Gatineau | Canada | Atlantic | Americas | 100608 | 14353 | 31100 | 32656 | 38741 | 0 | 0 | 0
Ghaghara | India | Indian | Asia-Pacific | 4766390 | 6290894 | 4189256 | 539258 | 156637 | 0 | 0 | 0
Gila | United States | Pacific | Americas | 8359983 | 1947663 | 1607676 | 1649751 | 1696057 | 0 | 0 | 0
Godavari | India | Indian | Asia-Pacific | 53510901 | 46622163 | 23145090 | 3295350 | 1487377 | 643068 | 580 | 0
Grand | United States | Atlantic | Americas | 19701292 | 3680922 | 1154459 | 805687 | 1016264 | 1095691 | 983864 | 0
Great Pee Dee | United States | Atlantic | Americas | 5009347 | 4889891 | 2202596 | 1041296 | 669470 | 544409 | 0 | 0
Grijalva | Mexico | Atlantic | Americas | 7340408 | 6570322 | 1531511 | 284120 | 287347 | 295062 | 346407 | 0
Guarico | Venezuela | Atlantic | Americas | 1171630 | 1087856 | 567697 | 58882 | 62208 | 0 | 0 | 0
Hai | China | Pacific | Asia-Pacific | 31628687 | 5135018 | 473602 | 252164 | 71052 | 25139 | 598 | 0
Hailar | China | Pacific | Asia-Pacific | 4325083 | 599634 | 53631 | 29013 | 7968 | 3621 | 91 | 0
Han | South Korea | Pacific | Asia-Pacific | 16968785 | 5925297 | 2267261 | 700639 | 115374 | 198588 | 0 | 0
Hanshui | China | Pacific | Asia-Pacific | 31136972 | 48285804 | 8304335 | 1252183 | 663125 | 528885 | 372 | 0
Haw | United States | Atlantic | Americas | 3027734 | 4250302 | 1513154 | 1197103 | 0 | 0 | 0 | 0
Holston | United States | Atlantic | Americas | 1895959 | 1372649 | 451400 | 381843 | 257180 | 632416 | 1668699 | 0
Hongshui | China | Pacific | Asia-Pacific | 5175874 | 5890731 | 3172561 | 147716 | 9042 | 4588 | 0 | 0
Huaihe | China | Pacific | Asia-Pacific | 80548060 | 136424829 | 61387087 | 24661585 | 7916314 | 4127870 | 3120249 | 0
Hudson | United States | Atlantic | Americas | 25126331 | 4716960 | 1652749 | 649386 | 658793 | 129682 | 0 | 0
Humboldt | United States | Inland Sea | Americas | 6674344 | 9832284 | 7025 | 507 | 0 | 0 | 68 | 0
Ialomita | Romania | Atlantic | Europe | 3017909 | 2989735 | 0 | 0 | 0 | 0 | 0 | 0
IJssel | Netherlands | Atlantic | Europe | 69916 | 52568 | 25929 | 0 | 0 | 0 | 0 | 0
Illinois | United States | Atlantic | Americas | 138050319 | 79666013 | 40108744 | 48048 | 123603 | 0 | 0 | 0
Indragi | Indonesia | Indian | Asia-Pacific | 3017909 | 3017831 | 25057 | 82 | 39 | 0 | 0 | 0
Indus | Pakistan | Indian | Asia-Pacific | 40968122 | 15350217 | 4607082 | 3291380 | 0 | 0 | 0 | 0
Ingoda | Russia | Pacific | Europe | 1287738 | 0 | 0 | 0 | 0 | 0 | 0 | 0
Inn | Germany | Atlantic | Europe | 657368 | 434315 | 299014 | 301314 | 0 | 0 | 0 | 0
Irrawaddy Delta | Myanmar | Indian | Asia-Pacific | 287977 | 0 | 258 | 44077 | 0 | 0 | 0 | 0
Irtysh | Russia | Arctic | Europe | 17426555 | 2384146 | 308565 | 106536 | 89298 | 89417 | 4616 | 0
Ishikari | Japan | Pacific | Asia-Pacific | 5377808 | 2960843 | 0 | 0 | 0 | 0 | 0 | 0
Ishim | Kazakhstan | Arctic | Asia-Pacific | 40606594 | 0 | 0 | 0 | 0 | 0 | 0 | 0
James, MO | United States | Atlantic | Americas | 1028067 | 1493673 | 852622 | 510681 | 378335 | 170111 | 1020 | 0
James, VA | United States | Atlantic | Americas | 11538177 | 13885604 | 4832302 | 2271789 | 358480 | 262970 | 0 | 0
Jhelum | India | Indian | Asia-Pacific | 1367311 | 870 | 0 | 0 | 0 | 0 | 0 | 0
Jialing | China | Pacific | Asia-Pacific | 8802662 | 9055222 | 1464069 | 123703 | 4094 | 1912 | 352 | 0
Jing | China | Pacific | Asia-Pacific | 44521681 | 23085 | 18138 | 56553 | 6760 | 3882 | 1474 | 0
Jiulong | China | Pacific | Asia-Pacific | 4341741 | 7692254 | 3561696 | 1685070 | 540904 | 326692 | 246946 | 0
Jordan | Israel | Inland Sea | Asia-Pacific | 17827 | 0 | 0 | 0 | 0 | 0 | 0 | 0
Kafue | Zambia | Indian | Africa | 5040 | 0 | 0 | 0 | 0 | 0 | 0 | 0
Kama | Russia | Inland Sea | Europe | 38308061 | 6985450 | 54955 | 52077 | 48102 | 39444 | 25437 | 0
Kanawha | United States | Atlantic | Americas | 28763672 | 0 | 0 | 0 | 0 | 0 | 0 | 0
Kankakee | United States | Atlantic | Americas | 18744320 | 12779201 | 3647327 | 0 | 0 | 0 | 0 | 0
Kansas | United States | Atlantic | Americas | 30439667 | 14883484 | 4860 | 5673 | 8278 | 0 | 0 | 0
Karkheh | Iraq | Indian | Asia-Pacific | 17689976 | 7048637 | 1900919 | 791462 | 361169 | 273256 | 0 | 0
Karnaphuli | Bangladesh | Indian | Asia-Pacific | 16225255 | 11818352 | 5962463 | 1671765 | 0 | 0 | 0 | 0
Kaskaskia | United States | Atlantic | Americas | 27982232 | 200101 | 20987 | 21118 | 61998 | 0 | 0 | 0
Katun | Russia | Arctic | Europe | 883883 | 1068460 | 26648 | 3690 | 0 | 0 | 0 | 0
Kentucky | United States | Atlantic | Americas | 13655430 | 6179093 | 2032016 | 837730 | 1118 | 1374 | 0 | 0
Kizilirmak | Turkey | Atlantic | Europe | 423180 | 4988 | 0 | 0 | 0 | 0 | 0 | 0
Klamath | United States | Pacific | Americas | 3074074 | 332010 | 310306 | 324224 | 168065 | 0 | 0 | 0
Klarlven | Sweden | Atlantic | Europe | 12256 | 0 | 0 | 0 | 0 | 0 | 0 | 0
Kola | Russia | Arctic | Europe | 24929872 | 12464936 | 0 | 0 | 0 | 0 | 0 | 0
Kolidam | India | Indian | Asia-Pacific | 2399 | 1014 | 991 | 187 | 190 | 0 | 0 | 0
Kondoma | Russia | Arctic | Europe | 3030201 | 713265 | 38654 | 36630 | 33834 | 27744 | 35784 | 0
Krishna | India | Indian | Asia-Pacific | 55956877 | 48459026 | 29393983 | 10228797 | 2930928 | 998973 | 68957 | 0
Kuban | Russia | Atlantic | Europe | 19299834 | 1202269 | 141483 | 147915 | 148990 | 105300 | 0 | 0
Lek | Netherlands | Atlantic | Europe | 6429158 | 5312444 | 1731843 | 519833 | 564357 | 19970 | 0 | 0
Lerma | Mexico | Pacific | Americas | 5935482 | 0 | 0 | 0 | 0 | 0 | 0 | 0
Liao | China | Pacific | Asia-Pacific | 29360927 | 48466819 | 14625512 | 4434100 | 808221 | 285942 | 150921 | 0
Limay | Argentina | Atlantic | Americas | 2008458 | 32839 | 33757 | 0 | 0 | 0 | 0 | 0
Liu | China | Pacific | Asia-Pacific | 1030282 | 1172578 | 631513 | 47698 | 2920 | 3255 | 0 | 0
Loire | France | Atlantic | Europe | 204476372 | 203427429 | 83909079 | 0 | 0 | 0 | 0 | 0
Luan | China | Pacific | Asia-Pacific | 2859510 | 237474 | 21239 | 11490 | 1967 | 0 | 0 | 0
Madeira | Brazil | Atlantic | Americas | 807468 | 0 | 0 | 0 | 0 | 0 | 0 | 0
Mae Klong | Thailand | Pacific | Asia-Pacific | 34535831 | 38092450 | 21065933 | 9235746 | 517712 | 306975 | 0 | 0
Magdalena | Colombia | Atlantic | Americas | 4954326 | 889187 | 912276 | 877106 | 215620 | 306960 | 0 | 0
Mahakam | Indonesia | Indian | Asia-Pacific | 497676 | 483148 | 53953 | 38676 | 19405 | 0 | 0 | 0
Mahanadi | India | Indian | Asia-Pacific | 22151820 | 21844836 | 17640175 | 6968705 | 2020860 | 675654 | 39982 | 0
Mahi | India | Indian | Asia-Pacific | 17178415 | 21001189 | 8548750 | 595156 | 270399 | 0 | 0 | 0
Main | Germany | Atlantic | Europe | 35218697 | 27573218 | 3488606 | 3078389 | 47340 | 0 | 0 | 0
Mana | Russia | Arctic | Europe | 1796510 | 730340 | 0 | 0 | 0 | 0 | 0 | 0
Marais des Cygnes | United States | Atlantic | Americas | 3181346 | 29074 | 1639 | 1913 | 2791 | 0 | 0 | 0
Marne | France | Atlantic | Europe | 2107142 | 3654 | 201106 | 1209193 | 815824 | 815878 | 0 | 0
Meghna | Bangladesh | Indian | Asia-Pacific | 11042827 | 5770594 | 1673862 | 938640 | 272894 | 233201 | 244837 | 0
Mekong | Vietnam | Pacific | Asia-Pacific | 193056 | 8969 | 1002 | 600 | 0 | 0 | 0 | 0
Merrimack | United States | Atlantic | Americas | 28966901 | 25396982 | 24230032 | 386356 | 391953 | 0 | 0 | 0
Meuse | France | Atlantic | Europe | 117410174 | 102643348 | 59791826 | 59359440 | 58455385 | 2059975 | 2095850 | 0
Mincio | Italy | Atlantic | Europe | 399426 | 8503 | 4576 | 3960 | 4155 | 0 | 0 | 0
Minnesota | United States | Atlantic | Americas | 9073879 | 229953 | 24117 | 24268 | 71326 | 44415 | 0 | 0
Miramichi | Canada | Atlantic | Americas | 221165 | 0 | 0 | 0 | 0 | 0 | 0 | 0
Mississippi | United States | Atlantic | Americas | 273199359 | 138963846 | 34858543 | 6406324 | 4566821 | 1458736 | 9547 | 0
Missouri | United States | Atlantic | Americas | 107369145 | 55479069 | 14670339 | 8704062 | 5898647 | 2178091 | 31894 | 0
Moctezuma | Mexico | Atlantic | Americas | 46809147 | 6266304 | 2458200 | 108700 | 108777 | 110958 | 0 | 0
Mogami | Japan | Pacific | Asia-Pacific | 7696027 | 0 | 0 | 0 | 0 | 0 | 0 | 0
Monongahela | United States | Atlantic | Americas | 37535791 | 17204097 | 11335542 | 7312713 | 4898655 | 2056630 | 853440 | 0
Morava | Czech Republic | Atlantic | Europe | 866590 | 0 | 0 | 0 | 0 | 0 | 0 | 0
Mosel | France | Atlantic | Europe | 96080991 | 98495468 | 98589534 | 49821963 | 556888 | 557664 | 5460 | 0
Moskva | Russia | Inland Sea | Europe | 70145955 | 6367757 | 394451 | 649980 | 389089 | 280216 | 117764 | 0
Motala strom | Sweden | Atlantic | Europe | 366654 | 0 | 0 | 0 | 0 | 0 | 0 | 0
Mtkvari | Azerbaijan | Inland Sea | Asia-Pacific | 15916016 | 4348311 | 289148 | 198149 | 222397 | 84030 | 174801 | 0
Mur | Croatia | Atlantic | Europe | 13603772 | 835573 | 199455 | 50694 | 49247 | 57054 | 0 | 0
Mures | Romania | Atlantic | Europe | 12544202 | 433904 | 151609 | 2874 | 0 | 0 | 0 | 0
Musi | India | Indian | Asia-Pacific | 1143061 | 908440 | 145238 | 95757 | 96089 | 47391 | 0 | 0
Muskingum | United States | Atlantic | Americas | 32563935 | 7199704 | 3208722 | 1833843 | 1389990 | 249798 | 953163 | 0
Nakdong | South Korea | Pacific | Asia-Pacific | 10012093 | 5982628 | 2292902 | 1835971 | 240407 | 97655 | 434326 | 0
Namekagon | United States | Atlantic | Americas | 5768732 | 89947 | 9434 | 9492 | 0 | 0 | 0 | 0
Nanpan | China | Pacific | Asia-Pacific | 12280830 | 13976975 | 7527556 | 568549 | 34801 | 38797 | 34546 | 0
Napo | Ecuador | Atlantic | Americas | 2659 | 0 | 0 | 0 | 0 | 0 | 0 | 0
Narmada | India | Indian | Asia-Pacific | 1330310 | 424260 | 192122 | 0 | 0 | 0 | 0 | 0
Narva | Estonia | Atlantic | Europe | 12647722 | 0 | 0 | 0 | 0 | 0 | 0 | 0
Negro | Brazil | Atlantic | Americas | 3010431 | 2157 | 2218 | 0 | 0 | 0 | 0 | 0
Neman | Russia | Atlantic | Europe | 157378 | 498363 | 59650 | 53260 | 0 | 0 | 0 | 0
Nen | China | Pacific | Asia-Pacific | 4143885 | 6840415 | 1489141 | 277131 | 75771 | 0 | 0 | 0
Neris | Lithuania | Atlantic | Europe | 4078115 | 870403 | 404972 | 289731 | 199768 | 0 | 0 | 0
Neuquen | Argentina | Atlantic | Americas | 2320922 | 37948 | 39009 | 0 | 0 | 0 | 0 | 0
New | United States | Atlantic | Americas | 695556 | 0 | 0 | 0 | 0 | 0 | 0 | 0
Neva | Russia | Atlantic | Europe | 37486689 | 6914204 | 58070 | 72739 | 82418 | 152951 | 73186 | 0
Niger | Nigeria | Atlantic | Africa | 8712639 | 6706701 | 3504094 | 1154675 | 195216 | 131146 | 378795 | 0
Nile | Egypt | Atlantic | Africa | 43926591 | 23940652 | 3495594 | 1215439 | 707341 | 416012 | 0 | 0
North Platte | United States | Atlantic | Americas | 7134734 | 0 | 0 | 0 | 0 | 0 | 0 | 0
North Saskatchewan | Canada | Arctic | Americas | 27824904 | 9623088 | 306500 | 301532 | 271622 | 282071 | 132159 | 0
Ob | Russia | Arctic | Europe | 33848070 | 20503236 | 549333 | 187433 | 105596 | 149217 | 0 | 0
Oconee | United States | Atlantic | Americas | 3613991 | 19831 | 7232 | 5124 | 0 | 0 | 0 | 0
Oder | Poland | Atlantic | Europe | 26395332 | 14192313 | 6228673 | 740109 | 97381 | 0 | 0 | 0
Ofanto | Italy | Atlantic | Europe | 151634 | 111744 | 60137 | 52032 | 0 | 0 | 0 | 0
Ohio | United States | Atlantic | Americas | 320068043 | 178213290 | 71781326 | 23385349 | 9063172 | 3350464 | 33511 | 0
Oka | Russia | Inland Sea | Europe | 32721348 | 9518324 | 2174041 | 1278138 | 725245 | 469937 | 156126 | 0
Olt | Romania | Atlantic | Europe | 1517202 | 867807 | 303218 | 0 | 0 | 0 | 0 | 0
Onon | Russia | Pacific | Europe | 6489630 | 12214106 | 422209 | 256347 | 264503 | 437630 | 211501 | 0
Orinoco | Venezuela | Atlantic | Americas | 969897 | 900547 | 469950 | 48743 | 51497 | 51982 | 53795 | 0
Osage | United States | Atlantic | Americas | 51412 | 0 | 0 | 0 | 0 | 0 | 0 | 0
Oswego | United States | Atlantic | Americas | 7722537 | 7368651 | 2549315 | 43755 | 0 | 0 | 0 | 0
Ottawa | Canada | Atlantic | Americas | 100608 | 14353 | 31100 | 32656 | 38741 | 0 | 0 | 0
Oued Sebou | Morocco | Atlantic | Africa | 1037622 | 15160 | 0 | 0 | 0 | 0 | 0 | 0
Oulu | Finland | Atlantic | Europe | 545471 | 0 | 0 | 0 | 0 | 0 | 0 | 0
Paraiba | Brazil | Atlantic | Americas | 4184384 | 1917208 | 1910491 | 1915896 | 3562 | 0 | 0 | 0
Parana | Brazil | Atlantic | Americas | 1656061 | 1308927 | 1309979 | 1311846 | 1295533 | 1535574 | 0 | 0
Parbati | India | Indian | Asia-Pacific | 35625731 | 34155517 | 20710343 | 2976248 | 1047895 | 901470 | 140951 | 0
Parnaiba | Brazil | Atlantic | Americas | 6307806 | 3612475 | 3749964 | 3701308 | 3708021 | 3634988 | 1311453 | 0
Patea | New Zealand | Pacific | Asia-Pacific | 5194677 | 1712734 | 1218263 | 127478 | 84729 | 79254 | 0 | 0
Peace | Canada | Arctic | Americas | 191003 | 38326 | 42576 | 0 | 0 | 0 | 0 | 0
Pearl | China | Pacific | Asia-Pacific | 2061950 | 567017 | 128158 | 165642 | 0 | 0 | 0 | 0
Pechora | Russia | Arctic | Europe | 9290796 | 2773190 | 0 | 0 | 0 | 0 | 0 | 0
Penner | India | Indian | Asia-Pacific | 16598500 | 16598500 | 10730297 | 4819635 | 1343440 | 630052 | 55715 | 0
Phong | Thailand | Pacific | Asia-Pacific | 2404430 | 2652047 | 733319 | 0 | 0 | 0 | 0 | 0
Platte | United States | Atlantic | Americas | 30474974 | 12375936 | 1097391 | 741494 | 441774 | 289305 | 337 | 0
Po | Italy | Atlantic | Europe | 14863153 | 8411065 | 4315811 | 3193956 | 2764107 | 871015 | 0 | 0
Potomac | United States | Atlantic | Americas | 2039725 | 1142397 | 476230 | 0 | 0 | 0 | 0 | 0
Pripyat | Belarus | Atlantic | Europe | 2441563 | 0 | 0 | 0 | 0 | 0 | 0 | 0
Pur | Russia | Arctic | Europe | 978889 | 720274 | 6049 | 7577 | 8586 | 19148 | 29558 | 0
Qin | China | Pacific | Asia-Pacific | 65755152 | 72365711 | 11400828 | 1097088 | 93931 | 42467 | 1385 | 0
Quan | China | Pacific | Asia-Pacific | 47159200 | 68569603 | 10347022 | 784586 | 23582 | 10522 | 1326 | 0
Ravi | Pakistan | Indian | Asia-Pacific | 2884280 | 2487173 | 1239019 | 248577 | 68810 | 78725 | 0 | 0
Red River of the North | Canada | Arctic | Americas | 210103 | 0 | 0 | 0 | 0 | 0 | 0 | 0
Red River of the South | United States | Atlantic | Americas | 18554310 | 21668357 | 7333723 | 4893861 | 3351374 | 1497871 | 8980 | 0
Republican | United States | Atlantic | Americas | 287527 | 0 | 0 | 0 | 0 | 0 | 0 | 0
Rhine | Germany | Atlantic | Europe | 146329717 | 89386625 | 23744729 | 17530163 | 13501378 | 6900993 | 3091462 | 0
Rhone | France | Atlantic | Europe | 173403162 | 124554618 | 20536971 | 102360 | 102791 | 107638 | 0 | 0
Rio Grande | United States | Atlantic | Americas | 13628574 | 3082615 | 1121572 | 772596 | 919004 | 1081553 | 967528 | 0
Rio Ipojuca | Brazil | Atlantic | Americas | 36336 | 13075 | 13572 | 13396 | 13426 | 0 | 0 | 0
Rio Pisco | Peru | Pacific | Americas | 276168 | 23032 | 23387 | 23387 | 23535 | 25266 | 0 | 0
Rio Rapel | Chile | Pacific | Americas | 1698012 | 84474 | 80174 | 121060 | 61245 | 49932 | 0 | 0
Río San Juan | Nicaragua | Atlantic | Americas | 506083 | 0 | 0 | 0 | 0 | 0 | 0 | 0
Roanoke | United States | Atlantic | Americas | 21778387 | 36569763 | 25359742 | 16343029 | 4677188 | 0 | 0 | 0
Rong | China | Pacific | Asia-Pacific | 5123892 | 5831569 | 3140699 | 237214 | 2920 | 3255 | 0 | 0
Rosetta Branch | Egypt | Atlantic | Africa | 17661086 | 11781183 | 1661962 | 496763 | 420807 | 225908 | 0 | 0
Sabine | United States | Atlantic | Americas | 19028068 | 4513044 | 583206 | 496680 | 834536 | 0 | 0 | 0
Sacramento | United States | Pacific | Americas | 1398824 | 948516 | 156580 | 97967 | 28275 | 28964 | 0 | 0
Saint Johns | United States | Atlantic | Americas | 50015862 | 58272497 | 22560424 | 4657811 | 1441721 | 471010 | 0 | 0
Sajo | Hungary | Atlantic | Europe | 1027 | 0 | 0 | 0 | 0 | 0 | 0 | 0
Sakarya | Turkey | Atlantic | Europe | 8404393 | 9366917 | 822245 | 338137 | 180957 | 0 | 0 | 0
Salado | Argentina | Atlantic | Americas | 1797167 | 245845 | 56199 | 55902 | 55240 | 53136 | 53811 | 0
Salinas | United States | Pacific | Americas | 12270382 | 1313703 | 206586 | 243284 | 263863 | 0 | 0 | 0
San Joaquin | United States | Pacific | Americas | 852217 | 577872 | 101564 | 71554 | 77607 | 79499 | 179493 | 0
San Juan | United States | Pacific | Americas | 49842143 | 8392687 | 21897 | 22470 | 23100 | 0 | 0 | 0
Sanggan | China | Pacific | Asia-Pacific | 24824157 | 3802556 | 340096 | 183987 | 43332 | 19694 | 269 | 0
Sao Francisco | Brazil | Atlantic | Americas | 563360 | 0 | 0 | 0 | 2 | 0 | 0 | 0
Sava | Slovenia | Atlantic | Europe | 21905316 | 18238364 | 165730 | 157333 | 0 | 0 | 0 | 0
Savannah | United States | Atlantic | Americas | 65078237 | 67984253 | 50446890 | 5461424 | 3130231 | 0 | 0 | 0
Schelde | Belgium | Atlantic | Europe | 43893814 | 41819147 | 1521446 | 1612676 | 1128763 | 1424699 | 0 | 0
Scioto | United States | Atlantic | Americas | 1369674 | 0 | 0 | 0 | 0 | 0 | 0 | 0
Sefid | Iran | Inland Sea | Asia-Pacific | 39265 | 34366 | 9250 | 2574 | 0 | 0 | 0 | 0
Seine | France | Atlantic | Europe | 49056587 | 49629739 | 49849034 | 1341634 | 795559 | 809677 | 0 | 0
Selenge | Russia | Arctic | Europe | 852913 | 0 | 0 | 0 | 0 | 0 | 0 | 0
Severnaya Dvina | Russia | Arctic | Europe | 2100652 | 0 | 0 | 0 | 0 | 0 | 0 | 0
Seym | Russia | Atlantic | Europe | 64434033 | 31961671 | 15925709 | 35702 | 33170 | 28460 | 0 | 0
Shandian | China | Pacific | Asia-Pacific | 3689006 | 19038 | 1703 | 921 | 315 | 143 | 4 | 0
Shatt al Arab | Iraq | Indian | Asia-Pacific | 2668069 | 0 | 0 | 0 | 0 | 0 | 0 | 0
Shatt al Hillah | Iraq | Indian | Asia-Pacific | 1237418 | 4095 | 7927 | 737 | 333 | 206 | 271 | 0
Son | India | Indian | Asia-Pacific | 8211590 | 4235958 | 2054171 | 569347 | 262720 | 42515 | 250 | 0
Songhua | China | Pacific | Asia-Pacific | 22066915 | 32594084 | 9837982 | 2489051 | 680534 | 195593 | 103235 | 0
Soroksari Duna | Hungary | Atlantic | Europe | 914236 | 806536 | 843106 | 721053 | 573009 | 660192 | 0 | 0
South Platte | United States | Atlantic | Americas | 19700866 | 9642743 | 622508 | 465450 | 289470 | 265995 | 0 | 0
South Saskatchewan | Canada | Arctic | Americas | 2069428 | 290236 | 322423 | 300863 | 207537 | 47711 | 0 | 0
St. Clair | United States | Atlantic | Americas | 18889927 | 21593221 | 793470 | 832283 | 1022091 | 889893 | 0 | 0
St. Lawrence | United States | Atlantic | Americas | 243769 | 165610 | 85525 | 0 | 0 | 0 | 0 | 0
St. Paul | Liberia | Atlantic | Africa | 446774 | 410626 | 0 | 0 | 0 | 0 | 0 | 0
St.-Maurice | Canada | Atlantic | Americas | 724650 | 103381 | 224006 | 235208 | 279040 | 0 | 0 | 0
Stanislaus | United States | Pacific | Americas | 191003 | 129515 | 22763 | 26807 | 29074 | 0 | 0 | 0
Struma | Bulgaria | Atlantic | Europe | 417230 | 0 | 0 | 0 | 0 | 0 | 0 | 0
Subarnarekha | India | Indian | Asia-Pacific | 12773192 | 15396387 | 5786908 | 831468 | 318404 | 213839 | 93 | 0
Suda | Russia | Inland Sea | Europe | 1416404 | 0 | 0 | 0 | 0 | 0 | 0 | 0
Sura | Russia | Inland Sea | Europe | 2892418 | 494259 | 26786 | 0 | 0 | 0 | 0 | 0
Susqehanna | United States | Atlantic | Americas | 155464158 | 60253238 | 5708818 | 3806383 | 2355456 | 263440 | 0 | 0
Sutlej | India | Indian | Asia-Pacific | 4381644 | 4251821 | 1718740 | 123499 | 0 | 0 | 0 | 0
Suwannee | United States | Atlantic | Americas | 645589 | 0 | 0 | 0 | 0 | 0 | 0 | 0
Syr Darya | Uzbekistan | Inland Sea | Asia-Pacific | 12800464 | 118273 | 16082 | 27076 | 29665 | 35069 | 0 | 0
Tagus | Spain | Atlantic | Europe | 68015343 | 58913448 | 40508045 | 3102223 | 1142351 | 646674 | 0 | 0
Talkeh | Iran | Inland Sea | Asia-Pacific | 12765631 | 775325 | 208043 | 86841 | 0 | 0 | 0 | 0
Tamar | England | Atlantic | Europe | 776381 | 350210 | 163331 | 155119 | 152884 | 157243 | 0 | 0
Tanana | United States | Pacific | Americas | 278393 | 7735 | 0 | 0 | 0 | 0 | 0 | 0
Tapi | Thailand | Pacific | Asia-Pacific | 46902228 | 36544633 | 23936445 | 12927488 | 2284357 | 646933 | 56932 | 0
Tennessee | United States | Atlantic | Americas | 120605603 | 68486619 | 22733832 | 22341983 | 21959475 | 347478 | 0 | 0
Tercero | Argentina | Atlantic | Americas | 3762495 | 4549247 | 0 | 0 | 0 | 0 | 0 | 0
Tevere | Italy | Atlantic | Europe | 72275 | 0 | 0 | 0 | 0 | 0 | 0 | 0
Thames | England | Atlantic | Europe | 8220631 | 1314696 | 1362397 | 787410 | 0 | 0 | 0 | 0
Then Pennai | India | Indian | Asia-Pacific | 3003901 | 3 | 0 | 0 | 0 | 0 | 0 | 0
Ticino | Italy | Atlantic | Europe | 2635289 | 691993 | 372407 | 322220 | 288984 | 0 | 0 | 0
Tiete | Brazil | Atlantic | Americas | 3522864 | 0 | 0 | 0 | 0 | 0 | 0 | 0
Tigris | Iraq | Indian | Asia-Pacific | 10706200 | 2004757 | 974396 | 360902 | 162937 | 69280 | 31476 | 0
Tobol | Russia | Arctic | Europe | 2745720 | 617320 | 79519 | 26726 | 22221 | 22262 | 27190 | 0
Tom | Russia | Arctic | Europe | 13586017 | 1037861 | 49875 | 43443 | 44298 | 45057 | 52146 | 0
Tombigbee | United States | Atlantic | Americas | 10511576 | 7400378 | 2341201 | 1654320 | 655405 | 611631 | 0 | 0
Tone | Japan | Pacific | Asia-Pacific | 27254726 | 149296 | 52851 | 62260 | 67206 | 338226 | 680123 | 0
Trent | United Kingdom | Atlantic | Europe | 70554519 | 2058391 | 2133076 | 2015422 | 2234368 | 3172984 | 1358561 | 0
Truckee | United States | Inland Sea | Americas | 7910011 | 533041 | 498197 | 271552 | 228794 | 149209 | 0 | 0
Tsna | Russia | Atlantic | Europe | 3462136 | 0 | 0 | 0 | 0 | 0 | 0 | 0
Tugaloo | United States | Atlantic | Americas | 4873951 | 8906032 | 3170700 | 2506584 | 1319042 | 0 | 0 | 0
Tumen | China | Pacific | Asia-Pacific | 7219001 | 11916587 | 3595990 | 1090217 | 298077 | 210915 | 111321 | 0
Tuo | China | Pacific | Asia-Pacific | 2747517 | 4526753 | 731361 | 59751 | 1796 | 801 | 101 | 0
Tura | Russia | Arctic | Europe | 8331819 | 6698414 | 343274 | 115370 | 95924 | 96101 | 103634 | 0
Tvertsa | Russia | Inland Sea | Europe | 3116527 | 0 | 0 | 0 | 0 | 0 | 0 | 0
Ural | Russia | Inland Sea | Europe | 14642917 | 1544436 | 165567 | 222239 | 176271 | 208380 | 0 | 0
Uruguay | Brazil | Atlantic | Americas | 2879658 | 2898357 | 2899162 | 2904314 | 0 | 0 | 0 | 0
Ussuri | Russia | Pacific | Europe | 2072827 | 0 | 0 | 0 | 0 | 0 | 0 | 0
Vaal | South Africa | Atlantic | Africa | 55136252 | 42501509 | 30943024 | 52 | 149 | 417 | 296 | 0
Waal | Netherlands | Atlantic | Europe | 5479464 | 2923493 | 999740 | 898316 | 0 | 0 | 0 | 0
Wabash | United States | Atlantic | Americas | 24780831 | 10563550 | 1345962 | 804946 | 54647 | 0 | 0 | 0
Waikato | New Zealand | Pacific | Asia-Pacific | 10213519 | 880202 | 625878 | 65491 | 63894 | 39634 | 0 | 0
Wainganga | India | Indian | Asia-Pacific | 30527251 | 35386483 | 27000755 | 10142189 | 4096906 | 1099727 | 5842 | 0
Vakh | Russia | Arctic | Europe | 4509786 | 5764906 | 742601 | 136828 | 113765 | 20056 | 24496 | 0
Warta | Poland | Atlantic | Europe | 13634057 | 3046579 | 292852 | 139724 | 1134 | 796 | 508 | 0
Wei | China | Pacific | Asia-Pacific | 49236483 | 2949348 | 275187 | 170117 | 51969 | 24050 | 1505 | 0
Verkhniy Yenisey | Russia | Arctic | Europe | 7441514 | 5442218 | 73970 | 58302 | 63956 | 75448 | 28362 | 0
Weser | Germany | Atlantic | Europe | 47830714 | 30562317 | 5204448 | 0 | 0 | 0 | 0 | 0
West Branch Susqehanna | United States | Atlantic | Americas | 3083675 | 1538913 | 1089863 | 698780 | 0 | 0 | 0 | 0
White | United States | Atlantic | Americas | 19342565 | 25760737 | 24525 | 31699 | 38851 | 45514 | 0 | 0
White Nile | Sudan | Atlantic | Africa | 3840672 | 0 | 0 | 0 | 0 | 0 | 0 | 0
Victoria Nile | Uganda | Atlantic | Africa | 2215 | 5 | 75 | 47 | 12 | 0 | 0 | 0
Vienne | France | Atlantic | Europe | 116215720 | 125200681 | 90917287 | 56633893 | 56633893 | 56633893 | 0 | 0
Willamette | United States | Pacific | Americas | 1088765 | 117590 | 109903 | 114833 | 0 | 0 | 0 | 0
Wisconsin | United States | Atlantic | Americas | 26889103 | 12995625 | 4653632 | 2787309 | 2064962 | 928469 | 5565 | 0
Vistula | Poland | Atlantic | Europe | 59942058 | 25633460 | 7641530 | 0 | 0 | 0 | 0 | 0
Vitava | Czech Republic | Atlantic | Europe | 43473945 | 38710851 | 36480561 | 36480561 | 36480561 | 36480561 | 0 | 0
Volga | Russia | Inland Sea | Europe | 140783929 | 77981719 | 66320781 | 16834435 | 467339 | 399651 | 378369 | 0
Volkhov | Russia | Atlantic | Europe | 18470333 | 1272483 | 10687 | 13387 | 15168 | 33829 | 52219 | 0
Wu | China | Pacific | Asia-Pacific | 37596186 | 28776924 | 15495669 | 1170621 | 71735 | 79906 | 17779 | 0
Wujia | China | Pacific | Asia-Pacific | 35818 | 5949 | 532 | 288 | 99 | 45 | 1 | 0
Vyatka | Russia | Inland Sea | Europe | 6179047 | 1523966 | 0 | 0 | 0 | 0 | 0 | 0
Vychegda | Russia | Arctic | Europe | 3070567 | 0 | 0 | 0 | 0 | 0 | 0 | 0
Xi | China | Pacific | Asia-Pacific | 81379231 | 65897197 | 27961409 | 4784485 | 1618801 | 1141594 | 35864 | 0
Xiang | China | Pacific | Asia-Pacific | 5908021 | 9733937 | 1572654 | 128483 | 3862 | 1379 | 174 | 0
Xiliao | China | Pacific | Asia-Pacific | 19795260 | 17817923 | 4981368 | 1523994 | 15739 | 5365 | 134 | 0
Yalu | China | Pacific | Asia-Pacific | 2446744 | 4038902 | 1218793 | 369508 | 101028 | 71486 | 37730 | 0
Yamuna | India | Indian | Asia-Pacific | 22174737 | 13713829 | 6606720 | 788779 | 304632 | 226518 | 35418 | 0
Yangtze | China | Pacific | Asia-Pacific | 218697671 | 353920494 | 119956293 | 47315646 | 14203751 | 7741570 | 3786476 | 0
Yellow | China | Pacific | Asia-Pacific | 308144383 | 103132246 | 17294901 | 2154829 | 409569 | 175693 | 6403 | 0
Yellowstone | United States | Atlantic | Americas | 656653 | 3493 | 8 | 1 | 0 | 0 | 0 | 0
Ying | China | Pacific | Asia-Pacific | 9533098 | 16889770 | 7820365 | 3699883 | 1187654 | 717313 | 542216 | 0
Yong | China | Pacific | Asia-Pacific | 29408352 | 18035726 | 9213933 | 1457215 | 855940 | 766226 | 615132 | 0
Yongding | China | Pacific | Asia-Pacific | 15899439 | 2661054 | 933621 | 831811 | 817659 | 723550 | 577132 | 0
Yonne | France | Atlantic | Europe | 278546 | 927 | 51031 | 306327 | 367001 | 367513 | 0 | 0
Youjiang | China | Pacific | Asia-Pacific | 2763187 | 3144819 | 1693700 | 127924 | 7830 | 8729 | 0 | 0
Yu | China | Pacific | Asia-Pacific | 28616273 | 37166766 | 12879396 | 1114986 | 188271 | 191318 | 38279 | 0
Yuan | China | Pacific | Asia-Pacific | 9154966 | 15083539 | 2436958 | 199095 | 4960 | 2213 | 279 | 0
Yuganskaya Ob | Russia | Arctic | Europe | 2761660 | 3529344 | 454630 | 152796 | 127042 | 127275 | 0 | 0
Yurungkax | China | Pacific | Asia-Pacific | 417933 | 23450 | 7903 | 9322 | 10130 | 10394 | 0 | 0
Zarafshon | Uzbekistan | Inland Sea | Asia-Pacific | 18743633 | 721958 | 125660 | 197586 | 109077 | 56345 | 61472 | 0
Zeya | Russia | Pacific | Europe | 1334233 | 0 | 0 | 0 | 0 | 0 | 0 | 0
Zhang | China | Pacific | Asia-Pacific | 4325083 | 718371 | 64250 | 34758 | 11903 | 5410 | 1 | 0

## Water withdrawal per river (hidden)
River Name | Main Final Country | Ocean | Continent | Annual Water Withdrawal of Power Generation Facilities (median values), [m3]
|  |  |  | 2015 | 2020 | 2025 | 2030 | 2035 | 2040 | 2045 | 2050
Alabama | United States | Atlantic | Americas | 1483557666 | 140854268 | 50954183 | 35187693 | 588938 | 0 | 0 | 0
Aldan | Russia | Arctic | Europe | 8704550 | 0 | 0 | 0 | 0 | 0 | 0 | 0
Allegheny | United States | Atlantic | Americas | 321116636 | 9446192 | 5040699 | 3274492 | 1235929 | 0 | 0 | 0
Allier | France | Atlantic | Europe | 3788 | 13 | 694 | 4166 | 4991 | 4998 | 0 | 0
Altamaha | United States | Atlantic | Americas | 61008984 | 0 | 0 | 0 | 0 | 0 | 0 | 0
Amazonas | Brazil | Atlantic | Americas | 84054364 | 0 | 0 | 0 | 0 | 0 | 0 | 0
Amu Darya | Uzbekistan | Inland Sea | Asia-Pacific | 14560474 | 0 | 0 | 0 | 0 | 0 | 0 | 0
Amur | Russia | Pacific | Europe | 123811434 | 6793049 | 0 | 0 | 0 | 0 | 0 | 0
Angara | Russia | Arctic | Europe | 398858781 | 6674437 | 114144 | 14745 | 22649 | 37474 | 35416 | 0
Arkansas | United States | Atlantic | Americas | 661266370 | 41908789 | 582731 | 643457 | 625166 | 340567 | 740121 | 0
Assiniboine | Canada | Arctic | Americas | 3856439 | 384213 | 426823 | 420044 | 425810 | 0 | 0 | 0
Athabasca | Canada | Arctic | Americas | 5823938 | 661149 | 734471 | 722806 | 534374 | 76656 | 0 | 0
Atrek | Iran | Inland Sea | Asia-Pacific | 43036 | 37667 | 10138 | 4232 | 1931 | 0 | 0 | 0
Ayeyarwady | Myanmar | Indian | Asia-Pacific | 198721 | 0 | 0 | 0 | 0 | 0 | 0 | 0
Balsas | Mexico | Pacific | Americas | 54663250 | 54360451 | 43339511 | 13828194 | 350143 | 0 | 0 | 0
Bayou Lafourche | United States | Atlantic | Americas | 1755009 | 511911 | 115703 | 149544 | 183285 | 0 | 0 | 0
Beaver | Canada | Atlantic | Americas | 392351 | 78727 | 87458 | 86069 | 0 | 0 | 0 | 0
Bei | China | Pacific | Asia-Pacific | 17345497 | 19741139 | 10631953 | 803021 | 49153 | 54797 | 22862 | 0
Belaya | Russia | Inland Sea | Europe | 224121471 | 0 | 0 | 0 | 0 | 0 | 0 | 0
Betwa | India | Indian | Asia-Pacific | 22677128 | 29458466 | 17483152 | 7397611 | 2468575 | 867034 | 136765 | 0
Bhima | India | Indian | Asia-Pacific | 33556540 | 32730452 | 18648601 | 7248662 | 2251619 | 579082 | 30122 | 0
Bighorn | United States | Atlantic | Americas | 1238657 | 1824723 | 4116 | 297 | 0 | 0 | 40 | 0
Bio-Bio | Chile | Pacific | Americas | 46621361 | 12630820 | 1263370 | 16 | 0 | 0 | 0 | 0
Biya | Russia | Arctic | Europe | 211881612 | 256127934 | 6388087 | 884584 | 0 | 0 | 0 | 0
Black | United States | Atlantic | Americas | 18199805 | 31436027 | 0 | 0 | 0 | 0 | 0 | 0
Blue Nile | Sudan | Atlantic | Africa | 2182875 | 0 | 0 | 0 | 0 | 0 | 0 | 0
Brahmani | India | Indian | Asia-Pacific | 83063577 | 61591777 | 54529642 | 23253160 | 3306169 | 2678485 | 298168 | 0
Brahmaputra | Bangladesh | Indian | Asia-Pacific | 97247505 | 69797161 | 35213283 | 19746316 | 1261 | 747 | 947 | 0
Branco | Argentina | Atlantic | Americas | 3055 | 0 | 0 | 0 | 0 | 0 | 0 | 0
Brazos | United States | Atlantic | Americas | 3631403614 | 3051644512 | 3022767543 | 1504333391 | 5351109 | 2857577 | 2599195 | 0
Broad | United States | Atlantic | Americas | 232274718 | 209824429 | 12381821 | 8149993 | 6119265 | 2982819 | 502094 | 0
Canadian | United States | Atlantic | Americas | 495348745 | 544485 | 117964 | 102823 | 0 | 0 | 0 | 0
Cape Fear | United States | Atlantic | Americas | 167688711 | 3364693 | 859746 | 680172 | 437296 | 355607 | 1001161 | 0
Carcarana | Argentina | Atlantic | Americas | 251081905 | 34346924 | 7851522 | 7810106 | 7717527 | 7423625 | 0 | 0
Cauca | Colombia | Atlantic | Americas | 65016691 | 16682579 | 17115778 | 17800639 | 0 | 0 | 0 | 0
Cauvery | India | Indian | Asia-Pacific | 57227927 | 57070129 | 38809910 | 7720142 | 1893141 | 1315783 | 247565 | 0
Cedar | United States | Atlantic | Americas | 121623140 | 1869279 | 1067026 | 639099 | 473473 | 0 | 0 | 0
Ceyhan | Turkey | Atlantic | Europe | 45915942 | 53816595 | 25248821 | 10885417 | 7067129 | 1108853 | 81443 | 0
Chambal | India | Indian | Asia-Pacific | 70763989 | 83736242 | 61279132 | 51116651 | 50410413 | 25308385 | 25088742 | 0
Chao Phraya | Thailand | Pacific | Asia-Pacific | 12309070 | 12770877 | 7062566 | 2758418 | 418382 | 633483 | 124657 | 0
Chattahoochee | United States | Atlantic | Americas | 190257370 | 49574602 | 7822959 | 5542920 | 3069345 | 1352133 | 3092850 | 0
Chulym | Russia | Arctic | Europe | 419261838 | 0 | 0 | 0 | 0 | 0 | 0 | 0
Clark Fork | United States | Pacific | Americas | 529401 | 57177 | 53439 | 55836 | 64967 | 74455 | 0 | 0
Cojedes | Venezuela | Atlantic | Americas | 2610636 | 2423970 | 1264948 | 131201 | 138612 | 0 | 0 | 0
Colorado | United States | Pacific | Americas | 4185941 | 581267 | 463781 | 455061 | 244818 | 252287 | 0 | 0
Columbia | United States | Pacific | Americas | 46912520 | 35139565 | 734687 | 639895 | 549946 | 547955 | 671487 | 0
Congaree | United States | Atlantic | Americas | 180311004 | 46748640 | 26104900 | 17265267 | 9003946 | 4160954 | 700408 | 0
Connecticut | United States | Atlantic | Americas | 135335684 | 39039924 | 11601854 | 8451444 | 377852 | 172436 | 0 | 0
Cooper | United States | Atlantic | Americas | 68464015 | 92388266 | 51732889 | 33970027 | 17753677 | 8321908 | 1400816 | 0
Copiapo | Chile | Pacific | Americas | 1178 | 0 | 0 | 0 | 0 | 0 | 0 | 0
Cuiaba | Brazil | Atlantic | Americas | 1262769109 | 119866925 | 23757610 | 24503284 | 7717527 | 7423625 | 0 | 0
Cumberland | United States | Atlantic | Americas | 2100678359 | 90013510 | 29601244 | 25039929 | 0 | 0 | 0 | 0
Daling | China | Pacific | Asia-Pacific | 40864 | 67456 | 20356 | 6171 | 1687 | 1194 | 630 | 0
Damietta Branch | Egypt | Atlantic | Africa | 1237070237 | 1038839466 | 145573127 | 31212006 | 26439617 | 17405602 | 0 | 0
Danube | Germany | Atlantic | Europe | 6194356771 | 5087379714 | 4516547528 | 3139475449 | 1783944173 | 987382644 | 812536610 | 0
Daugava | Russia | Atlantic | Europe | 21791630 | 1664131 | 774269 | 553939 | 381938 | 298173 | 324226 | 0
Delaware | United States | Atlantic | Americas | 661872580 | 130182286 | 54148943 | 35916303 | 519780 | 0 | 0 | 0
Des Moines | United States | Atlantic | Americas | 61098186 | 16193062 | 307944 | 309834 | 910633 | 0 | 0 | 0
Desna | Ukraine | Atlantic | Europe | 182317451 | 0 | 0 | 0 | 0 | 0 | 0 | 0
Dniester | Moldova | Atlantic | Europe | 1016049291 | 0 | 0 | 0 | 0 | 0 | 0 | 0
Dnieper | Ukraine | Atlantic | Europe | 2435963216 | 1132965341 | 755299073 | 188919694 | 188776826 | 0 | 0 | 0
Doce | Brazil | Atlantic | Americas | 11729 | 5374 | 5363 | 5378 | 5346 | 4170 | 0 | 0
Don | Russia | Atlantic | Europe | 120160036 | 88784513 | 59010676 | 59041799 | 59036186 | 59025740 | 29531922 | 0
Donets | Ukraine | Atlantic | Europe | 1417803675 | 111660 | 15752 | 25956 | 24115 | 0 | 0 | 0
Dong | China | Pacific | Asia-Pacific | 113464639 | 19972622 | 11347568 | 194178076 | 110940710 | 54534 | 48559 | 0
Double Mountain Fork Brazos | United States | Atlantic | Americas | 8207719 | 1707950 | 458234 | 390249 | 865892 | 1385611 | 1792443 | 0
Doubs | France | Atlantic | Europe | 57161 | 0 | 0 | 0 | 0 | 0 | 0 | 0
Drau | Austria | Atlantic | Europe | 3427 | 0 | 0 | 0 | 0 | 0 | 0 | 0
Duero | Portugal | Atlantic | Europe | 1897713 | 1150871 | 1151458 | 1165099 | 336002 | 372224 | 589822 | 0
Ebro | Spain | Atlantic | Europe | 71892374 | 64777616 | 33415005 | 2591924 | 2341654 | 1043987 | 0 | 0
Elbe | Czech Republic | Atlantic | Europe | 17919734 | 4381870 | 1598662 | 1282354 | 128987 | 162451 | 0 | 0
Ems | Germany | Atlantic | Europe | 47863593 | 42235006 | 683098 | 688352 | 734231 | 924724 | 0 | 0
Euphrates | Iraq | Indian | Asia-Pacific | 46427096 | 10484 | 156161 | 1887 | 852 | 526 | 0 | 0
Evros | Bulgaria | Atlantic | Europe | 2018038 | 314243 | 27585 | 11344 | 6071 | 12058 | 0 | 0
Feather | United States | Pacific | Americas | 115281 | 78170 | 1142 | 1345 | 0 | 0 | 0 | 0
Fen | China | Pacific | Asia-Pacific | 45252825 | 7494183 | 670271 | 362607 | 109707 | 42739 | 877 | 0
Fox | United States | Atlantic | Americas | 302659055 | 9078150 | 952116 | 958056 | 2815180 | 0 | 0 | 0
Fraser | Canada | Pacific | Americas | 7180508 | 0 | 0 | 0 | 0 | 0 | 0 | 0
Fuchun | China | Pacific | Asia-Pacific | 4127969 | 4438054 | 1251683 | 735042 | 430420 | 298711 | 0 | 0
Gan | China | Pacific | Asia-Pacific | 1988425871 | 2534975509 | 481326020 | 71345781 | 3411143 | 1148803 | 210714 | 0
Ganges | India | Indian | Asia-Pacific | 690903630 | 397203781 | 135938970 | 43128285 | 2563013 | 952615 | 186121 | 0
Ganshui | China | Pacific | Asia-Pacific | 8485371 | 13980328 | 2258718 | 184533 | 5546 | 2475 | 312 | 0
Garonne | France | Atlantic | Europe | 75471460 | 81306369 | 81306369 | 81306369 | 0 | 0 | 0 | 0
Gatineau | Canada | Atlantic | Americas | 125147 | 17854 | 38686 | 40620 | 48190 | 0 | 0 | 0
Ghaghara | India | Indian | Asia-Pacific | 5841067 | 7709300 | 5133807 | 660845 | 191953 | 0 | 0 | 0
Gila | United States | Pacific | Americas | 10399003 | 2422702 | 1999792 | 2052130 | 2109729 | 0 | 0 | 0
Godavari | India | Indian | Asia-Pacific | 96294683 | 67980136 | 34293175 | 4640958 | 1824439 | 789361 | 711 | 0
Grand | United States | Atlantic | Americas | 66253711 | 72819340 | 1569465 | 1128200 | 1461288 | 1589714 | 1429443 | 0
Great Pee Dee | United States | Atlantic | Americas | 6183448 | 6071361 | 2727321 | 1298313 | 834711 | 678783 | 0 | 0
Grijalva | Mexico | Atlantic | Americas | 10690691 | 9569125 | 2230518 | 413797 | 418497 | 429733 | 504513 | 0
Guarico | Venezuela | Atlantic | Americas | 1706381 | 1584372 | 826804 | 85756 | 90600 | 0 | 0 | 0
Hai | China | Pacific | Asia-Pacific | 39080981 | 6346130 | 585419 | 311879 | 87951 | 31207 | 741 | 0
Hailar | China | Pacific | Asia-Pacific | 5292183 | 733492 | 65603 | 35490 | 9742 | 4428 | 111 | 0
Han | South Korea | Pacific | Asia-Pacific | 22605212 | 7370492 | 2820252 | 871526 | 143513 | 247024 | 0 | 0
Hanshui | China | Pacific | Asia-Pacific | 763416175 | 1192947374 | 193342811 | 16509426 | 1274334 | 758168 | 13097 | 0
Haw | United States | Atlantic | Americas | 168083628 | 5312877 | 1891442 | 1496379 | 0 | 0 | 0 | 0
Holston | United States | Atlantic | Americas | 97851054 | 1707441 | 561498 | 474975 | 319906 | 786663 | 2075698 | 0
Hongshui | China | Pacific | Asia-Pacific | 881621827 | 1003385435 | 540391657 | 34038524 | 2083507 | 1006328 | 0 | 0
Huaihe | China | Pacific | Asia-Pacific | 101504439 | 172136801 | 77521051 | 31306880 | 10049440 | 5268906 | 3982756 | 0
Hudson | United States | Atlantic | Americas | 3447535628 | 5998049 | 2101622 | 806531 | 818216 | 161312 | 0 | 0
Humboldt | United States | Inland Sea | Americas | 8179207 | 12049166 | 8609 | 622 | 0 | 0 | 83 | 0
Ialomita | Romania | Atlantic | Europe | 3698356 | 3663830 | 0 | 0 | 0 | 0 | 0 | 0
IJssel | Netherlands | Atlantic | Europe | 7956430 | 5982210 | 2950666 | 0 | 0 | 0 | 0 | 0
Illinois | United States | Atlantic | Americas | 2526690994 | 916034579 | 463059401 | 59767 | 153750 | 0 | 0 | 0
Indragi | Indonesia | Indian | Asia-Pacific | 3698356 | 3698260 | 30707 | 100 | 48 | 0 | 0 | 0
Indus | Pakistan | Indian | Asia-Pacific | 57828472 | 21167908 | 5652883 | 4033487 | 0 | 0 | 0 | 0
Ingoda | Russia | Pacific | Europe | 308692560 | 0 | 0 | 0 | 0 | 0 | 0 | 0
Inn | Germany | Atlantic | Europe | 957401 | 632544 | 435488 | 438838 | 0 | 0 | 0 | 0
Irrawaddy Delta | Myanmar | Indian | Asia-Pacific | 358215 | 0 | 321 | 54827 | 0 | 0 | 0 | 0
Irtysh | Russia | Arctic | Europe | 24363082 | 3465668 | 448235 | 154168 | 129077 | 129257 | 5741 | 0
Ishikari | Japan | Pacific | Asia-Pacific | 320403074 | 68087997 | 0 | 0 | 0 | 0 | 0 | 0
Ishim | Kazakhstan | Arctic | Asia-Pacific | 243681631 | 0 | 0 | 0 | 0 | 0 | 0 | 0
James, MO | United States | Atlantic | Americas | 1263868 | 1830451 | 1044862 | 625824 | 463638 | 208466 | 1249 | 0
James, VA | United States | Atlantic | Americas | 793559649 | 83365877 | 19645189 | 2796890 | 445914 | 327109 | 0 | 0
Jhelum | India | Indian | Asia-Pacific | 1709138 | 1087 | 0 | 0 | 0 | 0 | 0 | 0
Jialing | China | Pacific | Asia-Pacific | 10787395 | 11096900 | 1794172 | 151594 | 5017 | 2343 | 431 | 0
Jing | China | Pacific | Asia-Pacific | 55729461 | 28896 | 22704 | 70789 | 8462 | 4867 | 1859 | 0
Jiulong | China | Pacific | Asia-Pacific | 5320672 | 9426625 | 4364751 | 2065002 | 662861 | 400351 | 302625 | 0
Jordan | Israel | Inland Sea | Asia-Pacific | 2599759 | 0 | 0 | 0 | 0 | 0 | 0 | 0
Kafue | Zambia | Indian | Africa | 5040 | 0 | 0 | 0 | 0 | 0 | 0 | 0
Kama | Russia | Inland Sea | Europe | 1036914693 | 562865698 | 68359 | 64779 | 59834 | 49064 | 31641 | 0
Kanawha | United States | Atlantic | Americas | 785143101 | 0 | 0 | 0 | 0 | 0 | 0 | 0
Kankakee | United States | Atlantic | Americas | 23378605 | 15660524 | 4469689 | 0 | 0 | 0 | 0 | 0
Kansas | United States | Atlantic | Americas | 166414587 | 18259173 | 7078 | 8262 | 12056 | 0 | 0 | 0
Karkheh | Iraq | Indian | Asia-Pacific | 25763973 | 10265751 | 2768529 | 1152699 | 526012 | 397974 | 0 | 0
Karnaphuli | Bangladesh | Indian | Asia-Pacific | 23630729 | 17212443 | 8683829 | 2434786 | 0 | 0 | 0 | 0
Kaskaskia | United States | Atlantic | Americas | 620168438 | 248853 | 26100 | 26262 | 77120 | 0 | 0 | 0
Katun | Russia | Arctic | Europe | 211881612 | 256127934 | 6388087 | 884584 | 0 | 0 | 0 | 0
Kentucky | United States | Atlantic | Americas | 92007351 | 8992006 | 2957051 | 1218045 | 1118 | 1374 | 0 | 0
Kizilirmak | Turkey | Atlantic | Europe | 616327 | 7264 | 0 | 0 | 0 | 0 | 0 | 0
Klamath | United States | Pacific | Americas | 4114890 | 444421 | 415369 | 434000 | 244773 | 0 | 0 | 0
Klarlven | Sweden | Atlantic | Europe | 1787334 | 0 | 0 | 0 | 0 | 0 | 0 | 0
Kola | Russia | Arctic | Europe | 4110185190 | 2055092595 | 0 | 0 | 0 | 0 | 0 | 0
Kolidam | India | Indian | Asia-Pacific | 2399 | 1014 | 991 | 187 | 190 | 0 | 0 | 0
Kondoma | Russia | Arctic | Europe | 381895354 | 17683031 | 958309 | 908119 | 838799 | 687823 | 887136 | 0
Krishna | India | Indian | Asia-Pacific | 70255874 | 60654656 | 36844306 | 12787085 | 3653742 | 1253528 | 87057 | 0
Kuban | Russia | Atlantic | Europe | 27728714 | 1567491 | 184462 | 192848 | 194249 | 130983 | 0 | 0
Lek | Netherlands | Atlantic | Europe | 1216681923 | 1081329439 | 332940854 | 57648788 | 62439096 | 19970 | 0 | 0
Lerma | Mexico | Pacific | Americas | 8644534 | 0 | 0 | 0 | 0 | 0 | 0 | 0
Liao | China | Pacific | Asia-Pacific | 35980928 | 59394620 | 17923122 | 5433856 | 990450 | 350414 | 184949 | 0
Limay | Argentina | Atlantic | Americas | 17349598 | 283676 | 291604 | 0 | 0 | 0 | 0 | 0
Liu | China | Pacific | Asia-Pacific | 1065529 | 1212692 | 653118 | 49329 | 3019 | 3366 | 0 | 0
Loire | France | Atlantic | Europe | 335012627 | 333294047 | 137476036 | 0 | 0 | 0 | 0 | 0
Luan | China | Pacific | Asia-Pacific | 3504243 | 291017 | 26028 | 14081 | 2411 | 0 | 0 | 0
Madeira | Brazil | Atlantic | Americas | 1176010 | 0 | 0 | 0 | 0 | 0 | 0 | 0
Mae Klong | Thailand | Pacific | Asia-Pacific | 47221907 | 52084982 | 28804100 | 12628320 | 643984 | 381846 | 0 | 0
Magdalena | Colombia | Atlantic | Americas | 426057293 | 65845580 | 67555400 | 62102066 | 24537573 | 34932053 | 0 | 0
Mahakam | Indonesia | Indian | Asia-Pacific | 619060 | 600989 | 67113 | 48109 | 24138 | 0 | 0 | 0
Mahanadi | India | Indian | Asia-Pacific | 27146385 | 26770185 | 21617501 | 8539937 | 2476502 | 827994 | 48997 | 0
Mahi | India | Indian | Asia-Pacific | 22064717 | 26999069 | 10989857 | 764987 | 347734 | 0 | 0 | 0
Main | Germany | Atlantic | Europe | 113062838 | 73983337 | 32694738 | 11541261 | 5387345 | 0 | 0 | 0
Mana | Russia | Arctic | Europe | 430653683 | 175074791 | 0 | 0 | 0 | 0 | 0 | 0
Marais des Cygnes | United States | Atlantic | Americas | 650405399 | 36343 | 2048 | 2391 | 3489 | 0 | 0 | 0
Marne | France | Atlantic | Europe | 295332181 | 302549 | 16649318 | 99944147 | 118818218 | 118982239 | 0 | 0
Meghna | Bangladesh | Indian | Asia-Pacific | 1156886476 | 511200184 | 77443047 | 43427217 | 12625751 | 6057787 | 356400 | 0
Mekong | Vietnam | Pacific | Asia-Pacific | 28154010 | 1307970 | 146128 | 87443 | 0 | 0 | 0 | 0
Merrimack | United States | Atlantic | Americas | 272120664 | 40901584 | 39450012 | 480589 | 487552 | 0 | 0 | 0
Meuse | France | Atlantic | Europe | 1411321608 | 788668634 | 298728485 | 310477304 | 95128664 | 2561927 | 2606544 | 0
Mincio | Italy | Atlantic | Europe | 47337632 | 8503 | 4576 | 3960 | 4155 | 0 | 0 | 0
Minnesota | United States | Atlantic | Americas | 373318804 | 16033385 | 1681580 | 1692072 | 4973167 | 5054385 | 0 | 0
Miramichi | Canada | Atlantic | Americas | 32253260 | 0 | 0 | 0 | 0 | 0 | 0 | 0
Mississippi | United States | Atlantic | Americas | 9197063119 | 610701783 | 156448790 | 82579536 | 75825770 | 32745497 | 115992 | 0
Missouri | United States | Atlantic | Americas | 7258853898 | 661823854 | 346610773 | 207939054 | 154001980 | 70080022 | 2864322 | 0
Moctezuma | Mexico | Atlantic | Americas | 66025710 | 7794671 | 3057761 | 135212 | 135308 | 138021 | 0 | 0
Mogami | Japan | Pacific | Asia-Pacific | 9431248 | 0 | 0 | 0 | 0 | 0 | 0 | 0
Monongahela | United States | Atlantic | Americas | 484623179 | 80500147 | 55889665 | 35893550 | 6243808 | 2644835 | 1097527 | 0
Morava | Czech Republic | Atlantic | Europe | 113184139 | 0 | 0 | 0 | 0 | 0 | 0 | 0
Mosel | France | Atlantic | Europe | 345996964 | 161381443 | 161923022 | 83996823 | 691455 | 692418 | 5460 | 0
Moskva | Russia | Inland Sea | Europe | 453855331 | 173495685 | 4597515 | 7575825 | 3907718 | 3274672 | 146487 | 0
Motala strom | Sweden | Atlantic | Europe | 87893106 | 0 | 0 | 0 | 0 | 0 | 0 | 0
Mtkvari | Azerbaijan | Inland Sea | Asia-Pacific | 1155986661 | 175805616 | 2823094 | 3401531 | 3817792 | 2083248 | 4333602 | 0
Mur | Croatia | Atlantic | Europe | 229676411 | 91055277 | 5630669 | 5445482 | 5604261 | 6492707 | 0 | 0
Mures | Romania | Atlantic | Europe | 16298623 | 531736 | 185792 | 3522 | 0 | 0 | 0 | 0
Musi | India | Indian | Asia-Pacific | 1421857 | 1130011 | 180662 | 119112 | 119526 | 58950 | 0 | 0
Muskingum | United States | Atlantic | Americas | 138275659 | 178711966 | 124213273 | 2281122 | 1729012 | 310724 | 1185642 | 0
Nakdong | South Korea | Pacific | Asia-Pacific | 12452829 | 7440315 | 2850673 | 2282737 | 299043 | 121473 | 540259 | 0
Namekagon | United States | Atlantic | Americas | 7398328 | 111885 | 11734 | 11808 | 0 | 0 | 0 | 0
Nanpan | China | Pacific | Asia-Pacific | 15049785 | 17128359 | 9224792 | 696740 | 42648 | 47544 | 42335 | 0
Napo | Ecuador | Atlantic | Americas | 2659 | 0 | 0 | 0 | 0 | 0 | 0 | 0
Narmada | India | Indian | Asia-Pacific | 1654776 | 527738 | 238981 | 0 | 0 | 0 | 0 | 0
Narva | Estonia | Atlantic | Europe | 1844459390 | 0 | 0 | 0 | 0 | 0 | 0 | 0
Negro | Brazil | Atlantic | Americas | 99072799 | 245511 | 252372 | 0 | 0 | 0 | 0 | 0
Neman | Russia | Atlantic | Europe | 37726217 | 119465976 | 14299178 | 12767204 | 0 | 0 | 0 | 0
Nen | China | Pacific | Asia-Pacific | 555713529 | 917330259 | 138968446 | 339616 | 92855 | 0 | 0 | 0
Neris | Lithuania | Atlantic | Europe | 5939434 | 1267670 | 589808 | 421969 | 290945 | 0 | 0 | 0
Neuquen | Argentina | Atlantic | Americas | 69283764 | 1132830 | 1164488 | 0 | 0 | 0 | 0 | 0
New | United States | Atlantic | Americas | 166736407 | 0 | 0 | 0 | 0 | 0 | 0 | 0
Neva | Russia | Atlantic | Europe | 99879622 | 9571638 | 80389 | 100696 | 114095 | 209513 | 95283 | 0
Niger | Nigeria | Atlantic | Africa | 11249194 | 8374538 | 4375980 | 1438079 | 243140 | 163933 | 473493 | 0
Nile | Egypt | Atlantic | Africa | 5265467375 | 3166018651 | 455640822 | 160608129 | 89055332 | 53021409 | 0 | 0
North Platte | United States | Atlantic | Americas | 8743401 | 0 | 0 | 0 | 0 | 0 | 0 | 0
North Saskatchewan | Canada | Arctic | Americas | 1804333460 | 636029517 | 10646272 | 10472577 | 10996188 | 14569002 | 3062508 | 0
Ob | Russia | Arctic | Europe | 3586254076 | 1335964742 | 29008630 | 8023195 | 4526659 | 4588236 | 0 | 0
Oconee | United States | Atlantic | Americas | 862697056 | 19831 | 7232 | 5124 | 0 | 0 | 0 | 0
Oder | Poland | Atlantic | Europe | 829149607 | 17393078 | 7633909 | 907270 | 119338 | 0 | 0 | 0
Ofanto | Italy | Atlantic | Europe | 188618 | 138998 | 74804 | 64723 | 0 | 0 | 0 | 0
Ohio | United States | Atlantic | Americas | 6917715538 | 510389449 | 295926278 | 29513854 | 11646173 | 4294009 | 42577 | 0
Oka | Russia | Inland Sea | Europe | 731976018 | 212421334 | 13543978 | 11876266 | 10411717 | 8384515 | 191328 | 0
Olt | Romania | Atlantic | Europe | 1859285 | 1063472 | 371584 | 0 | 0 | 0 | 0 | 0
Onon | Russia | Pacific | Europe | 149236509 | 280877390 | 9709187 | 5894984 | 6082547 | 10063815 | 4863702 | 0
Orinoco | Venezuela | Atlantic | Americas | 1212371 | 1125684 | 587438 | 60929 | 64371 | 64977 | 67244 | 0
Osage | United States | Atlantic | Americas | 64264 | 0 | 0 | 0 | 0 | 0 | 0 | 0
Oswego | United States | Atlantic | Americas | 152503709 | 10247547 | 3550097 | 54427 | 0 | 0 | 0 | 0
Ottawa | Canada | Atlantic | Americas | 125147 | 17854 | 38686 | 40620 | 48190 | 0 | 0 | 0
Oued Sebou | Morocco | Atlantic | Africa | 151319901 | 2210873 | 0 | 0 | 0 | 0 | 0 | 0
Oulu | Finland | Atlantic | Europe | 130758646 | 0 | 0 | 0 | 0 | 0 | 0 | 0
Paraiba | Brazil | Atlantic | Americas | 6087846 | 2789319 | 2780841 | 2788707 | 3562 | 0 | 0 | 0
Parana | Brazil | Atlantic | Americas | 2059978 | 1628177 | 1629486 | 1631809 | 1611517 | 1910105 | 0 | 0
Parbati | India | Indian | Asia-Pacific | 45887656 | 43924134 | 26633585 | 3827467 | 1347597 | 1159294 | 181264 | 0
Parnaiba | Brazil | Atlantic | Americas | 7884138 | 4515240 | 4687087 | 4626272 | 4634663 | 4543378 | 1639188 | 0
Patea | New Zealand | Pacific | Asia-Pacific | 7213764 | 2378446 | 1691782 | 177026 | 123401 | 115426 | 0 | 0
Peace | Canada | Arctic | Americas | 4735276 | 950154 | 1055527 | 0 | 0 | 0 | 0 | 0
Pearl | China | Pacific | Asia-Pacific | 15768691 | 705314 | 159416 | 206042 | 0 | 0 | 0 | 0
Pechora | Russia | Arctic | Europe | 13531268 | 4038919 | 0 | 0 | 0 | 0 | 0 | 0
Penner | India | Indian | Asia-Pacific | 20340959 | 20340959 | 13149655 | 5906317 | 1646345 | 772109 | 68277 | 0
Phong | Thailand | Pacific | Asia-Pacific | 2990877 | 3298888 | 912177 | 0 | 0 | 0 | 0 | 0
Platte | United States | Atlantic | Americas | 742615865 | 593454022 | 1440634 | 1005382 | 595677 | 415645 | 413 | 0
Po | Italy | Atlantic | Europe | 1425627327 | 583628506 | 293790966 | 193948545 | 202791116 | 15078593 | 0 | 0
Potomac | United States | Atlantic | Americas | 428062261 | 166599604 | 69450275 | 0 | 0 | 0 | 0 | 0
Pripyat | Belarus | Atlantic | Europe | 3555932 | 0 | 0 | 0 | 0 | 0 | 0 | 0
Pur | Russia | Arctic | Europe | 1217642 | 895950 | 7525 | 9426 | 10680 | 23819 | 36767 | 0
Qin | China | Pacific | Asia-Pacific | 84561392 | 93062598 | 14661511 | 1410860 | 120796 | 54612 | 1781 | 0
Quan | China | Pacific | Asia-Pacific | 58168768 | 84650446 | 12780208 | 969677 | 29145 | 13005 | 1638 | 0
Ravi | Pakistan | Indian | Asia-Pacific | 3587762 | 3093801 | 1541219 | 309205 | 85594 | 97926 | 0 | 0
Red River of the North | Canada | Arctic | Americas | 30640018 | 0 | 0 | 0 | 0 | 0 | 0 | 0
Red River of the South | United States | Atlantic | Americas | 842956771 | 999060030 | 311064659 | 199385813 | 137672228 | 53948883 | 396918 | 0
Republican | United States | Atlantic | Americas | 359409 | 0 | 0 | 0 | 0 | 0 | 0 | 0
Rhine | Germany | Atlantic | Europe | 4644354731 | 994780552 | 218019827 | 197307962 | 32117065 | 8874706 | 3975633 | 0
Rhone | France | Atlantic | Europe | 7500973670 | 3508426141 | 3338016411 | 127951 | 128489 | 134548 | 0 | 0
Rio Grande | United States | Atlantic | Americas | 19345200 | 4150126 | 1526306 | 1084772 | 1333649 | 1572128 | 1409123 | 0
Rio Ipojuca | Brazil | Atlantic | Americas | 36336 | 13075 | 13572 | 13396 | 13426 | 0 | 0 | 0
Rio Pisco | Peru | Pacific | Americas | 345210 | 28790 | 29234 | 29233 | 29419 | 31583 | 0 | 0
Rio Rapel | Chile | Pacific | Americas | 185283977 | 9598759 | 9110585 | 13756701 | 6949514 | 5682311 | 0 | 0
Río San Juan | Nicaragua | Atlantic | Americas | 737067 | 0 | 0 | 0 | 0 | 0 | 0 | 0
Roanoke | United States | Atlantic | Americas | 26700031 | 44835750 | 31077596 | 20027887 | 5731753 | 0 | 0 | 0
Rong | China | Pacific | Asia-Pacific | 6082124 | 6922145 | 3728048 | 281576 | 3019 | 3366 | 0 | 0
Rosetta Branch | Egypt | Atlantic | Africa | 2411551963 | 1597234023 | 220645446 | 63334112 | 53650177 | 29531483 | 0 | 0
Sabine | United States | Atlantic | Americas | 443928649 | 515757126 | 725194 | 617602 | 1038081 | 0 | 0 | 0
Sacramento | United States | Pacific | Americas | 1845057 | 1251098 | 207291 | 121533 | 35171 | 36029 | 0 | 0
Saint Johns | United States | Atlantic | Americas | 406130370 | 159045841 | 59307669 | 6329480 | 2099423 | 685987 | 0 | 0
Sajo | Hungary | Atlantic | Europe | 1027 | 0 | 0 | 0 | 0 | 0 | 0 | 0
Sakarya | Turkey | Atlantic | Europe | 10454245 | 11651531 | 1022793 | 420609 | 225093 | 0 | 0 | 0
Salado | Argentina | Atlantic | Americas | 262086879 | 35852357 | 8195656 | 8152425 | 8055788 | 7749004 | 7847470 | 0
Salinas | United States | Pacific | Americas | 17459065 | 1634119 | 256973 | 302622 | 328220 | 0 | 0 | 0
San Joaquin | United States | Pacific | Americas | 1132835 | 768154 | 135007 | 89006 | 96535 | 98889 | 223272 | 0
San Juan | United States | Pacific | Americas | 763393526 | 10285473 | 27237 | 27950 | 28735 | 0 | 0 | 0
Sanggan | China | Pacific | Asia-Pacific | 30417215 | 4659246 | 416718 | 225438 | 53091 | 24129 | 330 | 0
Sao Francisco | Brazil | Atlantic | Americas | 81497710 | 0 | 0 | 0 | 2 | 0 | 0 | 0
Sava | Slovenia | Atlantic | Europe | 1852169706 | 1002290504 | 241371 | 229142 | 0 | 0 | 0 | 0
Savannah | United States | Atlantic | Americas | 738097862 | 495938839 | 472083541 | 7262458 | 4165910 | 0 | 0 | 0
Schelde | Belgium | Atlantic | Europe | 124290860 | 108703083 | 22314515 | 20844454 | 23533763 | 29703784 | 0 | 0
Scioto | United States | Atlantic | Americas | 78930500 | 0 | 0 | 0 | 0 | 0 | 0 | 0
Sefid | Iran | Inland Sea | Asia-Pacific | 39265 | 34366 | 9250 | 2574 | 0 | 0 | 0 | 0
Seine | France | Atlantic | Europe | 472515416 | 81512881 | 92738211 | 68368411 | 55321366 | 58774984 | 0 | 0
Selenge | Russia | Arctic | Europe | 1045219 | 0 | 0 | 0 | 0 | 0 | 0 | 0
Severnaya Dvina | Russia | Arctic | Europe | 63054638 | 0 | 0 | 0 | 0 | 0 | 0 | 0
Seym | Russia | Atlantic | Europe | 814428167 | 373476984 | 184635526 | 1361932 | 1265370 | 1085668 | 0 | 0
Shandian | China | Pacific | Asia-Pacific | 4494923 | 19038 | 1703 | 921 | 315 | 143 | 4 | 0
Shatt al Arab | Iraq | Indian | Asia-Pacific | 389093383 | 0 | 0 | 0 | 0 | 0 | 0 | 0
Shatt al Hillah | Iraq | Indian | Asia-Pacific | 32612595 | 4095 | 159199 | 737 | 333 | 206 | 271 | 0
Son | India | Indian | Asia-Pacific | 795060666 | 326953388 | 2517325 | 697717 | 321955 | 52101 | 306 | 0
Songhua | China | Pacific | Asia-Pacific | 334675885 | 495237015 | 149703939 | 44679500 | 12215857 | 8293346 | 4377250 | 0
Soroksari Duna | Hungary | Atlantic | Europe | 117003602 | 91452945 | 95599544 | 81710199 | 64852463 | 75129898 | 0 | 0
South Platte | United States | Atlantic | Americas | 694938986 | 590104576 | 858680 | 667099 | 409034 | 387080 | 0 | 0
South Saskatchewan | Canada | Arctic | Americas | 120650841 | 13986627 | 15537758 | 13420139 | 13462430 | 59639 | 0 | 0
St. Clair | United States | Atlantic | Americas | 821353855 | 31861498 | 12663195 | 13295386 | 15816453 | 1106941 | 0 | 0
St. Lawrence | United States | Atlantic | Americas | 12246846 | 1909921 | 3798430 | 0 | 0 | 0 | 0 | 0
St. Paul | Liberia | Atlantic | Africa | 558467 | 513282 | 0 | 0 | 0 | 0 | 0 | 0
St.-Maurice | Canada | Atlantic | Americas | 901393 | 128596 | 278641 | 292576 | 347099 | 0 | 0 | 0
Stanislaus | United States | Pacific | Americas | 4735275 | 3210900 | 564333 | 664582 | 720796 | 0 | 0 | 0
Struma | Bulgaria | Atlantic | Europe | 511303 | 0 | 0 | 0 | 0 | 0 | 0 | 0
Subarnarekha | India | Indian | Asia-Pacific | 15882404 | 18960777 | 7136641 | 1071123 | 440828 | 311362 | 114 | 0
Suda | Russia | Inland Sea | Europe | 339535956 | 0 | 0 | 0 | 0 | 0 | 0 | 0
Sura | Russia | Inland Sea | Europe | 4212565 | 719847 | 39011 | 0 | 0 | 0 | 0 | 0
Susqehanna | United States | Atlantic | Americas | 995035812 | 95685808 | 7906612 | 5281609 | 3354207 | 327694 | 0 | 0
Sutlej | India | Indian | Asia-Pacific | 1050353714 | 1019232929 | 412010819 | 29604685 | 0 | 0 | 0 | 0
Suwannee | United States | Atlantic | Americas | 94148416 | 0 | 0 | 0 | 0 | 0 | 0 | 0
Syr Darya | Uzbekistan | Inland Sea | Asia-Pacific | 1742166648 | 172255 | 23422 | 39433 | 43204 | 51074 | 0 | 0
Tagus | Spain | Atlantic | Europe | 2806123683 | 2590528708 | 65351023 | 3822195 | 1420974 | 804399 | 0 | 0
Talkeh | Iran | Inland Sea | Asia-Pacific | 18592076 | 1129196 | 302997 | 126477 | 0 | 0 | 0 | 0
Tamar | England | Atlantic | Europe | 967265 | 436314 | 203488 | 193257 | 190472 | 195903 | 0 | 0
Tanana | United States | Pacific | Americas | 399117 | 9621 | 0 | 0 | 0 | 0 | 0 | 0
Tapi | Thailand | Pacific | Asia-Pacific | 60554241 | 48186827 | 32586518 | 19008892 | 2802194 | 795395 | 70768 | 0
Tennessee | United States | Atlantic | Americas | 8333974937 | 110753478 | 36721686 | 36226271 | 35736145 | 506073 | 0 | 0
Tercero | Argentina | Atlantic | Americas | 620322060 | 750033794 | 0 | 0 | 0 | 0 | 0 | 0
Tevere | Italy | Atlantic | Europe | 10270791 | 0 | 0 | 0 | 0 | 0 | 0 | 0
Thames | England | Atlantic | Europe | 10928201 | 1635354 | 1694689 | 979461 | 0 | 0 | 0 | 0
Then Pennai | India | Indian | Asia-Pacific | 4372729 | 3 | 0 | 0 | 0 | 0 | 0 | 0
Ticino | Italy | Atlantic | Europe | 307553958 | 54851723 | 29519290 | 25541177 | 26740772 | 0 | 0 | 0
Tiete | Brazil | Atlantic | Americas | 4403580 | 0 | 0 | 0 | 0 | 0 | 0 | 0
Tigris | Iraq | Indian | Asia-Pacific | 1480999844 | 183264846 | 89614512 | 32992092 | 14895022 | 4625088 | 39210 | 0
Tobol | Russia | Arctic | Europe | 32181425 | 767885 | 98914 | 33244 | 27640 | 27691 | 33822 | 0
Tom | Russia | Arctic | Europe | 913414122 | 95494049 | 3648029 | 2541197 | 3347208 | 4838085 | 4809519 | 0
Tombigbee | United States | Atlantic | Americas | 14139723 | 10712455 | 3385850 | 2394500 | 954542 | 890789 | 0 | 0
Tone | Japan | Pacific | Asia-Pacific | 531411875 | 17461926 | 6014453 | 7085137 | 7648029 | 38490119 | 77398027 | 0
Trent | United Kingdom | Atlantic | Europe | 86689977 | 2560438 | 2653338 | 2506988 | 2779336 | 3946883 | 1689917 | 0
Truckee | United States | Inland Sea | Americas | 11105278 | 731509 | 683691 | 356290 | 305599 | 185602 | 0 | 0
Tsna | Russia | Atlantic | Europe | 5042312 | 0 | 0 | 0 | 0 | 0 | 0 | 0
Tugaloo | United States | Atlantic | Americas | 6908445 | 12624690 | 4494583 | 3553949 | 1921074 | 0 | 0 | 0
Tumen | China | Pacific | Asia-Pacific | 9283665 | 15324779 | 4624457 | 1402023 | 383328 | 271237 | 143160 | 0
Tuo | China | Pacific | Asia-Pacific | 3366998 | 5547399 | 896260 | 73223 | 2201 | 982 | 124 | 0
Tura | Russia | Arctic | Europe | 287447064 | 44804985 | 5014791 | 1685412 | 1401322 | 1403910 | 150934 | 0
Tvertsa | Russia | Inland Sea | Europe | 36895249 | 0 | 0 | 0 | 0 | 0 | 0 | 0
Ural | Russia | Inland Sea | Europe | 1179544870 | 56211858 | 7242103 | 3952040 | 2002650 | 2367444 | 0 | 0
Uruguay | Brazil | Atlantic | Americas | 3582014 | 3605273 | 3606275 | 3612683 | 0 | 0 | 0 | 0
Ussuri | Russia | Pacific | Europe | 2540187 | 0 | 0 | 0 | 0 | 0 | 0 | 0
Vaal | South Africa | Atlantic | Africa | 67567748 | 52083996 | 37919702 | 52 | 149 | 417 | 296 | 0
Waal | Netherlands | Atlantic | Europe | 1215169270 | 626863560 | 203180914 | 215341442 | 0 | 0 | 0 | 0
Wabash | United States | Atlantic | Americas | 2068877605 | 2337396666 | 190886288 | 114328594 | 67976 | 0 | 0 | 0
Waikato | New Zealand | Pacific | Asia-Pacific | 12756582 | 1157864 | 823332 | 86153 | 84051 | 49301 | 0 | 0
Wainganga | India | Indian | Asia-Pacific | 39258169 | 45507161 | 34723080 | 13042896 | 5268637 | 1414254 | 7513 | 0
Vakh | Russia | Arctic | Europe | 643740657 | 822900309 | 106001084 | 19182841 | 15949418 | 2282332 | 2787595 | 0
Warta | Poland | Atlantic | Europe | 438825947 | 126766089 | 59518224 | 7223926 | 403631 | 283165 | 180924 | 0
Wei | China | Pacific | Asia-Pacific | 60580521 | 3791454 | 352776 | 216344 | 66542 | 30779 | 1863 | 0
Verkhniy Yenisey | Russia | Arctic | Europe | 346008669 | 240386313 | 4741588 | 2898383 | 4414640 | 7259966 | 6798798 | 0
Weser | Germany | Atlantic | Europe | 141490805 | 86873813 | 48408387 | 0 | 0 | 0 | 0 | 0
West Branch Susqehanna | United States | Atlantic | Americas | 526694547 | 1885891 | 1335594 | 856334 | 0 | 0 | 0 | 0
White | United States | Atlantic | Americas | 94221526 | 31571665 | 30657 | 39624 | 48564 | 56892 | 0 | 0
White Nile | Sudan | Atlantic | Africa | 5593618 | 0 | 0 | 0 | 0 | 0 | 0 | 0
Victoria Nile | Uganda | Atlantic | Africa | 2215 | 5 | 75 | 47 | 12 | 0 | 0 | 0
Vienne | France | Atlantic | Europe | 190407005 | 205127901 | 148958233 | 92788566 | 92788566 | 92788566 | 0 | 0
Willamette | United States | Pacific | Americas | 1585695 | 171260 | 160065 | 167244 | 0 | 0 | 0 | 0
Wisconsin | United States | Atlantic | Americas | 79276401 | 16419251 | 5984590 | 3584491 | 2655549 | 1194014 | 7156 | 0
Vistula | Poland | Atlantic | Europe | 5124595127 | 4092384606 | 1188090944 | 0 | 0 | 0 | 0 | 0
Vitava | Czech Republic | Atlantic | Europe | 69519462 | 62502643 | 59769491 | 59769491 | 59769491 | 59769491 | 0 | 0
Volga | Russia | Inland Sea | Europe | 3794500613 | 811629885 | 758507741 | 191478000 | 2501308 | 2072257 | 536523 | 0
Volkhov | Russia | Atlantic | Europe | 26532981 | 1582845 | 13294 | 16652 | 18868 | 42080 | 64955 | 0
Wu | China | Pacific | Asia-Pacific | 47595191 | 37005540 | 19927341 | 1505341 | 92223 | 102747 | 22864 | 0
Wujia | China | Pacific | Asia-Pacific | 35818 | 5949 | 532 | 288 | 99 | 45 | 1 | 0
Vyatka | Russia | Inland Sea | Europe | 8483136 | 2219529 | 0 | 0 | 0 | 0 | 0 | 0
Vychegda | Russia | Arctic | Europe | 24468441 | 0 | 0 | 0 | 0 | 0 | 0 | 0
Xi | China | Pacific | Asia-Pacific | 2067012670 | 2599300914 | 590587749 | 34310373 | 3117075 | 1872417 | 83979 | 0
Xiang | China | Pacific | Asia-Pacific | 1295749452 | 2134850917 | 344915151 | 28178942 | 846971 | 302338 | 38090 | 0
Xiliao | China | Pacific | Asia-Pacific | 24258492 | 21835325 | 6104515 | 1867609 | 19288 | 6575 | 165 | 0
Yalu | China | Pacific | Asia-Pacific | 2998411 | 4949552 | 1493594 | 452821 | 123806 | 87603 | 46237 | 0
Yamuna | India | Indian | Asia-Pacific | 57625782 | 16809504 | 8100608 | 967379 | 374079 | 277591 | 43403 | 0
Yangtze | China | Pacific | Asia-Pacific | 12435506712 | 20438153108 | 6592279382 | 2356256305 | 718049310 | 366358051 | 195994397 | 0
Yellow | China | Pacific | Asia-Pacific | 488985967 | 130583392 | 21815683 | 2730534 | 517415 | 222384 | 8151 | 0
Yellowstone | United States | Atlantic | Americas | 100586130 | 3493 | 8 | 1 | 0 | 0 | 0 | 0
Ying | China | Pacific | Asia-Pacific | 12259602 | 21720313 | 10057021 | 4758064 | 1527328 | 922468 | 697292 | 0
Yong | China | Pacific | Asia-Pacific | 36121281 | 22116268 | 11305474 | 1800047 | 1063710 | 952324 | 764464 | 0
Yongding | China | Pacific | Asia-Pacific | 19566517 | 3275073 | 1158202 | 1033633 | 1016798 | 900025 | 717895 | 0
Yonne | France | Atlantic | Europe | 40621257 | 135236 | 7442082 | 44672743 | 53521010 | 53595603 | 0 | 0
Youjiang | China | Pacific | Asia-Pacific | 3386202 | 3853881 | 2075578 | 156766 | 9596 | 10697 | 0 | 0
Yu | China | Pacific | Asia-Pacific | 1940884643 | 2877050928 | 732702161 | 57679330 | 2581867 | 2446993 | 80965 | 0
Yuan | China | Pacific | Asia-Pacific | 1311567568 | 2160912530 | 349125771 | 28522942 | 611870 | 273019 | 34396 | 0
Yuganskaya Ob | Russia | Arctic | Europe | 4021801 | 5140194 | 662130 | 222535 | 185025 | 185366 | 0 | 0
Yurungkax | China | Pacific | Asia-Pacific | 608684 | 34153 | 11510 | 13577 | 14754 | 15138 | 0 | 0
Zarafshon | Uzbekistan | Inland Sea | Asia-Pacific | 26953267 | 898046 | 156309 | 245778 | 135681 | 70088 | 76466 | 0
Zeya | Russia | Pacific | Europe | 1635063 | 0 | 0 | 0 | 0 | 0 | 0 | 0
Zhang | China | Pacific | Asia-Pacific | 5292183 | 879000 | 78617 | 42530 | 14564 | 6619 | 1 | 0

## Water demand per river-info (hidden)
The tables show the development of annual water consumption by power plants from 351 major global rivers. The presented results are the median values of the outcomes of the ‘Best Policies Scenario’ applied for the river-level, and are presented for 5-year intervals. On the river-level, it is expected that the vast majority of new gas-fired power plant capacities installed during the transition period will be seawater-cooled. For that reason, no specific water consumption or water withdrawals by power plants is expected in the year 2050 if the ‘Best Policies Scenario’ will be fully implemented. According to the ‘Best Policies Scenario’ estimation, the amount of gas-fired thermal power plants projected for commissioning is expected to be negligible, this assumption will be of high importance for the coastal regions with high freshwater scarcity, such as, for instance, Pakistan and India. The category ‘Main final country’ defines the country which in 2015 used the largest amount of water from the specific river for cooling purposes in the power generation processes. The category ‘Continent’ describes the geographical location of the river (Africa, Americas, Asia-Pacific or Europe). The category ‘Ocean’ describes the large body of water which the specific river belongs to. The subcategory ‘Inland sea’ in the category ‘Ocean’ describes the situation when the river does not reach the ocean by any means. The red color is used to highlight ten world rivers facing the highest projected water consumption for the specific time periods.

## Sensitivity of country cons. (hidden)
Algeria | Min | Min-Estimate | Estimate | P_Estimate | Estimate-Q1 | Q1 | Q1-Q3 | Q3 | Q3-Max | Max
| 6,73E+06 | 0,00 % | 6,73E+06 | 88,57 % | 0,00 % | 6,73E+06 | 0,00 % | 1,13E+07 | 11,43 % | 1,13E+07
Argentina | Min | Min-Estimate | Estimate | P_Estimate | Estimate-Q1 | Q1 | Q1-Q3 | Q3 | Q3-Max | Max
| 1,39E+08 | 0,00 % | 1,39E+08 | 100,00 % | 0,00 % | 1,39E+08 | 0,00 % | 1,39E+08 | 0,00 % | 1,39E+08
Australia | Min | Min-Q1 | Q1 | Q1-Estimate | Estimate | P_Estimate | Estimate-Q3 | Q3 | Q3-Max | Max
| 3,71E+08 | 2,30 % | 3,73E+08 | 36,18 % | 3,78E+08 | 47,70 % | 0,00 % | 3,78E+08 | 13,82 % | 3,81E+08
Austria | Min | Min-Estimate | Estimate | P_Estimate | Estimate-Q1 | Q1 | Q1-Q3 | Q3 | Q3-Max | Max
| 2,37E+07 | 0,00 % | 2,37E+07 | 42,86 % | 0,00 % | 2,40E+07 | 14,29 % | 2,54E+07 | 42,86 % | 2,55E+07
Belgium | Min | Min-Estimate | Estimate | P_Estimate | Estimate-Q1 | Q1 | Q1-Q3 | Q3 | Q3-Max | Max
| 1,16E+08 | 0,00 % | 1,16E+08 | 100,00 % | 0,00 % | 1,16E+08 | 0,00 % | 1,16E+08 | 0,00 % | 1,16E+08
Brazil | Min | Min-Q1 | Q1 | Q1-Estimate | Estimate | P_Estimate | Estimate-Q3 | Q3 | Q3-Max | Max
| 1,26E+08 | 53,07 % | 1,29E+08 | 9,43 % | 1,31E+08 | 17,11 % | 6,58 % | 1,31E+08 | 13,82 % | 1,39E+08
Bulgaria | Min | Min-Q1 | Q1 | Q1-Q3 | Q3 | Q3-Estimate | Estimate | P_Estimate | Estimate-Max | Max
| 5,31E+07 | 0,00 % | 5,31E+07 | 8,33 % | 5,93E+07 | 0,00 % | 5,93E+07 | 91,67 % | 0,00 % | 5,93E+07
Canada | Min | Min-Q1 | Q1 | Q1-Estimate | Estimate | P_Estimate | Estimate-Q3 | Q3 | Q3-Max | Max
| 1,83E+08 | 17,62 % | 1,86E+08 | 10,71 % | 1,87E+08 | 24,07 % | 38,35 % | 2,00E+08 | 9,24 % | 2,15E+08
Chile | Min | Min-Q1 | Q1 | Q1-Estimate | Estimate | P_Estimate | Estimate-Q3 | Q3 | Q3-Max | Max
| 2,44E+07 | 52,26 % | 2,49E+07 | 6,04 % | 2,51E+07 | 12,07 % | 21,06 % | 2,57E+07 | 8,57 % | 2,63E+07
China | Min | Min-Q1 | Q1 | Q1-Estimate | Estimate | P_Estimate | Estimate-Q3 | Q3 | Q3-Max | Max
| 4,78E+09 | 6,22 % | 5,05E+09 | 14,41 % | 6,35E+09 | 32,08 % | 14,21 % | 6,38E+09 | 33,08 % | 7,40E+09
Colombia | Min | Min-Q1 | Q1 | Q1-Q3 | Q3 | Q3-Estimate | Estimate | P_Estimate | Estimate-Max | Max
| 2,29E+07 | 0,00 % | 2,29E+07 | 33,33 % | 2,53E+07 | 0,00E+00 | 2,53E+07 | 66,67 % | 0,00E+00 | 2,53E+07
Czech Republic | Min | Min-Q1 | Q1 | Q1-Estimate | Estimate | P_Estimate | Estimate-Q3 | Q3 | Q3-Max | Max
| 1,38E+08 | 3,03 % | 1,39E+08 | 4,24 % | 1,42E+08 | 18,18 % | 18,79 % | 1,43E+08 | 55,76 % | 1,46E+08
Denmark | Min | Min-Q1 | Q1 | Q1-Q3 | Q3 | Q3-Estimate | Estimate | P_Estimate | Estimate-Max | Max
| 4,90E+06 | 0,00 % | 4,90E+06 | 20,00 % | 4,92E+06 | 0,00 % | 4,92E+06 | 80,00 % | 0,00 % | 4,92E+06
Egypt | Min | Min-Q1 | Q1 | Q1-Estimate | Estimate | P_Estimate | Estimate-Q3 | Q3 | Q3-Max | Max
| 1,10E+08 | 22,22 % | 1,11E+08 | 17,78 % | 1,11E+08 | 51,11 % | 0,00 % | 1,11E+08 | 8,89 % | 1,12E+08
Finland | Min | Min-Estimate | Estimate | P_Estimate | Estimate-Q1 | Q1 | Q1-Q3 | Q3 | Q3-Max | Max
| 3,50E+07 | 0,00 % | 3,50E+07 | 100,00 % | 0,00E+00 | 3,50E+07 | 0,00E+00 | 3,50E+07 | 0,00 % | 3,50E+07
France | Min | Min-Estimate | Estimate | P_Estimate | Estimate-Q1 | Q1 | Q1-Q3 | Q3 | Q3-Max | Max
| 1,07E+09 | 0,00 % | 1,07E+09 | 18,37 % | 15,31 % | 1,07E+09 | 58,16 % | 1,07E+09 | 8,16 % | 1,08E+09
Germany | Min | Min-Q1 | Q1 | Q1-Estimate | Estimate | P_Estimate | Estimate-Q3 | Q3 | Q3-Max | Max
| 7,22E+08 | 10,40 % | 7,25E+08 | 35,60 % | 7,26E+08 | 24,00 % | 0,00 % | 7,26E+08 | 30,00 % | 7,30E+08
Greece | Min | Min-Estimate | Estimate | P_Estimate | Estimate-Q1 | Q1 | Q1-Q3 | Q3 | Q3-Max | Max
| 4,61E+07 | 0,00 % | 4,61E+07 | 100,00 % | 0,00 % | 4,61E+07 | 0,00 % | 4,61E+07 | 0,00 % | 4,61E+07
India | Min | Min-Estimate | Estimate | P_Estimate | Estimate-Q1 | Q1 | Q1-Q3 | Q3 | Q3-Max | Max
| 2,00E+09 | 0,00 % | 2,00E+09 | 100,00 % | 0,00 % | 2,00E+09 | 0,00 % | 2,00E+09 | 0,00 % | 2,00E+09
Indonesia | Min | Min-Q1 | Q1 | Q1-Estimate | Estimate | P_Estimate | Estimate-Q3 | Q3 | Q3-Max | Max
| 1,39E+08 | 4,17 % | 1,42E+08 | 0,00 % | 1,49E+08 | 50,00 % | 0,00 % | 1,73E+08 | 45,83 % | 1,81E+08
Iran | Min | Min-Q1 | Q1 | Q1-Q3 | Q3 | Q3-Estimate | Estimate | P_Estimate | Estimate-Max | Max
| 3,90E+08 | 25,23 % | 3,91E+08 | 26,17 % | 3,97E+08 | 0,00 % | 4,00E+08 | 48,60 % | 0,00 % | 4,00E+08
Iraq | Min | Min-Estimate | Estimate | P_Estimate | Estimate-Q1 | Q1 | Q1-Q3 | Q3 | Q3-Max | Max
| 3,40E+07 | 0,00 % | 3,40E+07 | 83,33 % | 0,00 % | 3,84E+07 | 13,33 % | 5,54E+07 | 3,33 % | 6,44E+07
Ireland | Min | Min-Estimate | Estimate | P_Estimate | Estimate-Q1 | Q1 | Q1-Q3 | Q3 | Q3-Max | Max
| 3,34E+06 | 0,00 % | 3,34E+06 | 100,00 % | 0,00 % | 3,34E+06 | 0,00 % | 3,34E+06 | 0,00 % | 3,34E+06
Italy | Min | Min-Q1 | Q1 | Q1-Estimate | Estimate | P_Estimate | Estimate-Q3 | Q3 | Q3-Max | Max
| 5,57E+07 | 3,13 % | 5,57E+07 | 0,00 % | 5,57E+07 | 78,13 % | 3,13 % | 5,57E+07 | 15,63 % | 5,57E+07
Japan | Min | Min-Q1 | Q1 | Q1-Estimate | Estimate | P_Estimate | Estimate-Q3 | Q3 | Q3-Max | Max
| 1,08E+09 | 14,38 % | 1,12E+09 | 9,62 % | 1,16E+09 | 61,5 % | 0,00 % | 1,16E+09 | 14,51 % | 1,20E+09
Korea Republic | Min | Min-Q1 | Q1 | Q1-Q3 | Q3 | Q3-Estimate | Estimate | P_Estimate | Estimate-Max | Max
| 3,25E+08 | 9,09 % | 3,25E+08 | 9,09 % | 3,27E+08 | 0,00 % | 3,27E+08 | 81,82 % | 0,00 % | 3,27E+08
Malaysia | Min | Min-Estimate | Estimate | P_Estimate | Estimate-Q1 | Q1 | Q1-Q3 | Q3 | Q3-Max | Max
| 4,40E+07 | 0,00 % | 4,40E+07 | 30,36 % | 0,00 % | 4,46E+07 | 50,00 % | 5,71E+07 | 19,64 % | 5,77E+07
Mexico | Min | Min-Q1 | Q1 | Q1-Q3 | Q3 | Q3-Estimate | Estimate | P_Estimate | Estimate-Max | Max
| 4,09E+08 | 0,00 % | 4,09E+08 | 4,76 % | 4,12E+08 | 0,00 % | 4,12E+08 | 95,24 % | 0,00 % | 4,12E+08
Morocco | Min | Min-Q1 | Q1 | Q1-Estimate | Estimate | P_Estimate | Estimate-Q3 | Q3 | Q3-Max | Max
| 4,01E+07 | 16,67 % | 4,03E+07 | 0,00 % | 4,08E+07 | 66,67 % | 0,00 % | 4,09E+07 | 16,67 % | 4,10E+07
Netherlands | Min | Min-Q1 | Q1 | Q1-Estimate | Estimate | P_Estimate | Estimate-Q3 | Q3 | Q3-Max | Max
| 6,10E+07 | 30,00 % | 6,26E+07 | 0,00 % | 6,31E+07 | 50,00 % | 16,67 % | 6,90E+07 | 3,33 % | 7,82E+07
Nigeria | Min | Min-Estimate | Estimate | P_Estimate | Estimate-Q1 | Q1 | Q1-Q3 | Q3 | Q3-Max | Max
| 2,82E+07 | 0,00 % | 2,82E+07 | 37,50 % | 0,00 % | 3,49E+07 | 48,21 % | 4,85E+07 | 14,29 % | 6,46E+07
Peru | Min | Min-Estimate | Estimate | P_Estimate | Estimate-Q1 | Q1 | Q1-Q3 | Q3 | Q3-Max | Max
| 2,72E+07 | 0,00 % | 2,72E+07 | 83,33 % | 0,00 % | 2,72E+07 | 0,00 % | 4,53E+07 | 16,67 % | 4,53E+07
Philippines | Min | Min-Estimate | Estimate | P_Estimate | Estimate-Q1 | Q1 | Q1-Q3 | Q3 | Q3-Max | Max
| 3,13E+07 | 0,00 % | 3,13E+07 | 92,31 % | 0,00 % | 3,13E+07 | 0,00 % | 3,70E+07 | 7,69 % | 3,70E+07
Portugal | Min | Min-Estimate | Estimate | P_Estimate | Estimate-Q1 | Q1 | Q1-Q3 | Q3 | Q3-Max | Max
| 3,22E+07 | 0,00 % | 3,22E+07 | 85,71 % | 0,00 % | 3,22E+07 | 0,00 % | 3,32E+07 | 14,29 % | 3,32E+07
Romania | Min | Min-Q1 | Q1 | Q1-Q3 | Q3 | Q3-Estimate | Estimate | P_Estimate | Estimate-Max | Max
| 7,49E+07 | 0,00 % | 7,49E+07 | 8,33 % | 7,81E+07 | 0,00 % | 7,81E+07 | 91,67 % | 0,00 % | 7,81E+07
Russian Federation | Min | Min-Q1 | Q1 | Q1-Q3 | Q3 | Q3-Estimate | Estimate | P_Estimate | Estimate-Max | Max
| 1,13E+09 | 5,55 % | 1,14E+09 | 33,80 % | 1,16E+09 | 10,23 % | 1,17E+09 | 21,57 % | 28,85 % | 1,18E+09
Saudi Arabia | Min | Min-Estimate | Estimate | P_Estimate | Estimate-Q1 | Q1 | Q1-Q3 | Q3 | Q3-Max | Max
| 7,54E+07 | 0,00 % | 7,54E+07 | 63,51 % | 0,00 % | 7,79E+07 | 9,46 % | 9,60E+07 | 27,03 % | 9,96E+07
Singapore | Min | Min-Q1 | Q1 | Q1-Estimate | Estimate | P_Estimate | Estimate-Q3 | Q3 | Q3-Max | Max
| 2,41E+07 | 36,67 % | 2,44E+07 | 0,00 % | 2,47E+07 | 55,00 % | 3,33 % | 2,50E+07 | 5,00 % | 2,53E+07
Slovakia | Min | Min-Q1 | Q1 | Q1-Q3 | Q3 | Q3-Estimate | Estimate | P_Estimate | Estimate-Max | Max
| 4,75E+07 | 0,00 % | 4,75E+07 | 50,00 % | 4,76E+07 | 0,00 % | 4,76E+07 | 50,00 % | 0,00 % | 4,76E+07
South Africa | Min | Min-Q1 | Q1 | Q1-Estimate | Estimate | P_Estimate | Estimate-Q3 | Q3 | Q3-Max | Max
| 3,27E+08 | 13,64 % | 3,33E+08 | 0,00 % | 3,51E+08 | 79,55 % | 0,00 % | 3,51E+08 | 6,82 % | 3,52E+08
Spain | Min | Min-Q1 | Q1 | Q1-Estimate | Estimate | P_Estimate | Estimate-Q3 | Q3 | Q3-Max | Max
| 3,20E+08 | 8,90 % | 3,21E+08 | 1,91 % | 3,22E+08 | 60,10 % | 12,88 % | 3,26E+08 | 16,22 % | 3,27E+08
Sweden | Min | Min-Estimate | Estimate | P_Estimate | Estimate-Q1 | Q1 | Q1-Q3 | Q3 | Q3-Max | Max
| 6,87E+07 | 0,00 % | 6,87E+07 | 100,00 % | 0,00 % | 6,87E+07 | 0,00 % | 6,87E+07 | 0,00 % | 6,87E+07
Switzerland | Min | Min-Q1 | Q1 | Q1-Q3 | Q3 | Q3-Estimate | Estimate | P_Estimate | Estimate-Max | Max
| 5,73E+07 | 0,00 % | 5,73E+07 | 50,00 % | 5,75E+07 | 0,00 % | 5,75E+07 | 50,00 % | 0,00 % | 5,75E+07
Syria | Min | Min-Estimate | Estimate | P_Estimate | Estimate-Q1 | Q1 | Q1-Q3 | Q3 | Q3-Max | Max
| 5,63E+07 | 0,00 % | 5,63E+07 | 100,00 % | 0,00 % | 5,63E+07 | 0,00 % | 5,63E+07 | 0,00 % | 5,63E+07
Taiwan | Min | Min-Q1 | Q1 | Q1-Estimate | Estimate | P_Estimate | Estimate-Q3 | Q3 | Q3-Max | Max
| 1,17E+08 | 23,44 % | 1,17E+08 | 0,00 % | 1,17E+08 | 70,31 % | 1,56 % | 1,18E+08 | 4,69 % | 1,18E+08
Thailand | Min | Min-Estimate | Estimate | P_Estimate | Estimate-Q1 | Q1 | Q1-Q3 | Q3 | Q3-Max | Max
| 2,29E+08 | 0,00 % | 2,29E+08 | 100,00 % | 0,00 % | 2,29E+08 | 0,00 % | 2,29E+08 | 0,00 % | 2,29E+08
Turkey | Min | Min-Q1 | Q1 | Q1-Estimate | Estimate | P_Estimate | Estimate-Q3 | Q3 | Q3-Max | Max
| 2,27E+08 | 18,96 % | 2,40E+08 | 11,81 % | 2,54E+08 | 51,28 % | 13,19 % | 2,86E+08 | 4,76 % | 2,98E+08
Ukraine | Min | Min-Q1 | Q1 | Q1-Q3 | Q3 | Q3-Estimate | Estimate | P_Estimate | Estimate-Max | Max
| 2,54E+08 | 0,00 % | 2,54E+08 | 46,67 % | 2,60E+08 | 0,00 % | 2,60E+08 | 53,33 % | 0,00 % | 2,60E+08
United Kingdom | Min | Min-Q1 | Q1 | Q1-Estimate | Estimate | P_Estimate | Estimate-Q3 | Q3 | Q3-Max | Max
| 3,34E+08 | 6,25 % | 3,36E+08 | 2,08 % | 3,37E+08 | 79,17 % | 2,08 % | 3,41E+08 | 10,42 % | 3,47E+08
United States | Min | Min-Q1 | Q1 | Q1-Q3 | Q3 | Q3-Estimate | Estimate | P_Estimate | Estimate-Max | Max
| 5,20E+09 | 18,94 % | 5,26E+09 | 33,89 % | 5,31E+09 | 38,38 % | 5,38E+09 | 5,34 % | 3,44 % | 5,39E+09
Venezuela | Min | Min-Q1 | Q1 | Q1-Q3 | Q3 | Q3-Estimate | Estimate | P_Estimate | Estimate-Max | Max
| 9,00E+07 | 8,82 % | 9,22E+07 | 34,84 % | 9,45E+07 | 0,00 % | 9,45E+07 | 18,10 % | 38,24 % | 9,98E+07
Vietnam | Min | Min-Estimate | Estimate | P_Estimate | Estimate-Q1 | Q1 | Q1-Q3 | Q3 | Q3-Max | Max
| 5,75E+07 | 0,00 % | 5,75E+07 | 66,18 % | 0,00 % | 5,83E+07 | 30,88 % | 6,87E+07 | 2,94 % | 6,95E+07

## Sensitivity of country withd. (hidden)
Algeria | Min | Min-Estimate | Estimate | P_Estimate | Estimate-Q1 | Q1 | Q1-Q3 | Q3 | Q3-Max | Max
| 8,31E+06 | 0,00 % | 8,31E+06 | 88,57 % | 0,00 % | 8,31E+06 | 0,00 % | 1,41E+07 | 11,43 % | 1,41E+07
Argentina | Min | Min-Estimate | Estimate | P_Estimate | Estimate-Q1 | Q1 | Q1-Q3 | Q3 | Q3-Max | Max
| 3,12E+09 | 0,00 % | 3,12E+09 | 100,00 % | 0,00 % | 3,12E+09 | 0,00 % | 3,12E+09 | 0,00 % | 3,12E+09
Australia | Min | Min-Estimate | Estimate | P_Estimate | Estimate-Q1 | Q1 | Q1-Q3 | Q3 | Q3-Max | Max
| 2,48E+09 | 20,39 % | 2,49E+09 | 47,70 % | 0,00 % | 2,49E+09 | 25,33 % | 2,75E+09 | 6,58 % | 2,86E+09
Austria | Min | Min-Q1 | Q1 | Q1-Estimate | Estimate | P_Estimate | Estimate-Q3 | Q3 | Q3-Max | Max
| 9,81E+08 | 14,29 % | 1,02E+09 | 28,57 % | 1,12E+09 | 42,86 % | 0,00 % | 1,27E+09 | 14,29 % | 1,42E+09
Belgium | Min | Min-Estimate | Estimate | P_Estimate | Estimate-Q1 | Q1 | Q1-Q3 | Q3 | Q3-Max | Max
| 2,46E+08 | 0,00 % | 2,46E+08 | 100,00 % | 0,00 % | 2,46E+08 | 0,00 % | 2,46E+08 | 0,00 % | 2,46E+08
Brazil | Min | Min-Estimate | Estimate | P_Estimate | Estimate-Q1 | Q1 | Q1-Q3 | Q3 | Q3-Max | Max
| 3,71E+09 | 46,05 % | 3,71E+09 | 17,11 % | 0,00 % | 3,72E+09 | 28,73 % | 3,77E+09 | 8,11 % | 3,84E+09
Bulgaria | Min | Min-Estimate | Estimate | P_Estimate | Estimate-Q1 | Q1 | Q1-Q3 | Q3 | Q3-Max | Max
| 2,85E+09 | 0,00 % | 2,85E+09 | 91,67 % | 0,00 % | 2,85E+09 | 0,00 % | 3,29E+09 | 8,33 % | 3,29E+09
Canada | Min | Min-Q1 | Q1 | Q1-Q3 | Q3 | Q3-Estimate | Estimate | P_Estimate | Estimate-Max | Max
| 2,28E+10 | 10,64 % | 2,33E+10 | 16,54 % | 2,37E+10 | 10,87 % | 2,37E+10 | 24,07 % | 37,89 % | 2,40E+10
Chile | Min | Min-Q1 | Q1 | Q1-Q3 | Q3 | Q3-Estimate | Estimate | P_Estimate | Estimate-Max | Max
| 2,80E+09 | 3,98 % | 2,80E+09 | 52,67 % | 2,86E+09 | 14,68 % | 2,90E+09 | 12,07 % | 16,60 % | 2,91E+09
China | Min | Min-Estimate | Estimate | P_Estimate | Estimate-Q1 | Q1 | Q1-Q3 | Q3 | Q3-Max | Max
| 5,45E+10 | 7,73 % | 5,65E+10 | 32,08 % | 0,00 % | 5,65E+10 | 51,54 % | 1,21E+11 | 8,66 % | 1,44E+11
Colombia | Min | Min-Estimate | Estimate | P_Estimate | Estimate-Q1 | Q1 | Q1-Q3 | Q3 | Q3-Max | Max
| 9,65E+08 | 0,00 % | 9,65E+08 | 66,67 % | 0,00 % | 9,65E+08 | 0,00 % | 1,14E+09 | 33,33 % | 1,14E+09
Czech Republic | Min | Min-Q1 | Q1 | Q1-Estimate | Estimate | P_Estimate | Estimate-Q3 | Q3 | Q3-Max | Max
| 2,40E+08 | 3,03 % | 2,45E+08 | 0,61 % | 2,45E+08 | 18,18 % | 75,15 % | 3,87E+08 | 3,03 % | 5,28E+08
Denmark | Min | Min-Q1 | Q1 | Q1-Q3 | Q3 | Q3-Estimate | Estimate | P_Estimate | Estimate-Max | Max
| 1,13E+09 | 0,00 % | 1,13E+09 | 20,00 % | 1,14E+09 | 0,00 % | 1,14E+09 | 80,00 % | 0,00 % | 1,14E+09
Egypt | Min | Min-Q1 | Q1 | Q1-Q3 | Q3 | Q3-Estimate | Estimate | P_Estimate | Estimate-Max | Max
| 1,13E+10 | 26,67 % | 1,13E+10 | 11,11 % | 1,14E+10 | 13,33 % | 1,14E+10 | 48,89 % | 0,00 % | 1,14E+10
Finland | Min | Min-Estimate | Estimate | P_Estimate | Estimate-Q1 | Q1 | Q1-Q3 | Q3 | Q3-Max | Max
| 6,33E+09 | 0,00 % | 6,33E+09 | 100,00 % | 0,00 % | 6,33E+09 | 0,00 % | 6,33E+09 | 0,00 % | 6,33E+09
France | Min | Min-Estimate | Estimate | P_Estimate | Estimate-Q1 | Q1 | Q1-Q3 | Q3 | Q3-Max | Max
| 1,19E+10 | 5,10 % | 1,19E+10 | 18,37 % | 0,00 % | 1,19E+10 | 26,53 % | 1,20E+10 | 50,00 % | 1,23E+10
Germany | Min | Min-Estimate | Estimate | P_Estimate | Estimate-Q1 | Q1 | Q1-Q3 | Q3 | Q3-Max | Max
| 3,04E+09 | 8,13 % | 3,04E+09 | 24,00 % | 2,80 % | 3,05E+09 | 47,33 % | 3,13E+09 | 17,73 % | 3,35E+09
Greece | Min | Min-Estimate | Estimate | P_Estimate | Estimate-Q1 | Q1 | Q1-Q3 | Q3 | Q3-Max | Max
| 6,52E+08 | 0,00 % | 6,52E+08 | 100,00 % | 0,00 % | 6,52E+08 | 0,00 % | 6,52E+08 | 0,00 % | 6,52E+08
India | Min | Min-Estimate | Estimate | P_Estimate | Estimate-Q1 | Q1 | Q1-Q3 | Q3 | Q3-Max | Max
| 8,33E+09 | 0,00 % | 8,33E+09 | 100,00 % | 0,00 % | 8,33E+09 | 0,00 % | 8,33E+09 | 0,00 % | 8,33E+09
Indonesia | Min | Min-Q1 | Q1 | Q1-Estimate | Estimate | P_Estimate | Estimate-Q3 | Q3 | Q3-Max | Max
| 1,52E+10 | 4,17 % | 1,52E+10 | 0,00 % | 1,52E+10 | 50,00 % | 0,00 % | 1,52E+10 | 45,83 % | 1,52E+10
Iran | Min | Min-Q1 | Q1 | Q1-Q3 | Q3 | Q3-Estimate | Estimate | P_Estimate | Estimate-Max | Max
| 1,30E+09 | 25,23 % | 1,30E+09 | 26,17 % | 1,31E+09 | 0,00 % | 1,31E+09 | 48,60 % | 0,00 % | 1,31E+09
Iraq | Min | Min-Estimate | Estimate | P_Estimate | Estimate-Q1 | Q1 | Q1-Q3 | Q3 | Q3-Max | Max
| 3,05E+09 | 0,00 % | 3,05E+09 | 83,33 % | 0,00 % | 3,06E+09 | 10,00 % | 3,72E+09 | 6,67 % | 4,34E+09
Ireland | Min | Min-Estimate | Estimate | P_Estimate | Estimate-Q1 | Q1 | Q1-Q3 | Q3 | Q3-Max | Max
| 6,01E+08 | 0,00 % | 6,01E+08 | 100,00 % | 0,00 % | 6,01E+08 | 0,00 % | 6,01E+08 | 0,00 % | 6,01E+08
Italy | Min | Min-Q1 | Q1 | Q1-Q3 | Q3 | Q3-Estimate | Estimate | P_Estimate | Estimate-Max | Max
| 3,66E+09 | 3,13 % | 3,66E+09 | 18,75 % | 3,66E+09 | 0,00 % | 3,66E+09 | 78,13 % | 0,00 % | 3,66E+09
Japan | Min | Min-Q1 | Q1 | Q1-Estimate | Estimate | P_Estimate | Estimate-Q3 | Q3 | Q3-Max | Max
| 3,21E+10 | 5,28 % | 3,21E+10 | 0,00 % | 3,21E+10 | 61,49 % | 18,87 % | 3,53E+10 | 14,36 % | 3,73E+10
Korea Republic | Min | Min-Q1 | Q1 | Q1-Q3 | Q3 | Q3-Estimate | Estimate | P_Estimate | Estimate-Max | Max
| 2,91E+10 | 9,09 % | 2,92E+10 | 9,09 % | 2,96E+10 | 0,00 % | 2,97E+10 | 81,82 % | 0,00 % | 2,97E+10
Malaysia | Min | Min-Estimate | Estimate | P_Estimate | Estimate-Q1 | Q1 | Q1-Q3 | Q3 | Q3-Max | Max
| 5,38E+09 | 0,00 % | 5,38E+09 | 30,36 % | 0,00 % | 5,38E+09 | 50,00 % | 5,40E+09 | 19,64 % | 5,40E+09
Mexico | Min | Min-Estimate | Estimate | P_Estimate | Estimate-Q1 | Q1 | Q1-Q3 | Q3 | Q3-Max | Max
| 3,62E+09 | 0,00 % | 3,62E+09 | 95,24 % | 0,00 % | 3,62E+09 | 0,00 % | 3,79E+09 | 4,76 % | 3,79E+09
Morocco | Min | Min-Q1 | Q1 | Q1-Q3 | Q3 | Q3-Estimate | Estimate | P_Estimate | Estimate-Max | Max
| 2,97E+08 | 16,67 % | 2,97E+08 | 16,67 % | 3,64E+08 | 0,00 % | 3,86E+08 | 66,67 % | 0,00 % | 3,86E+08
Netherlands | Min | Min-Q1 | Q1 | Q1-Estimate | Estimate | P_Estimate | Estimate-Q3 | Q3 | Q3-Max | Max
| 7,35E+09 | 30,00 % | 7,36E+09 | 10,00 % | 7,59E+09 | 50,00 % | 0,00 % | 7,71E+09 | 10,00 % | 8,08E+09
Nigeria | Min | Min-Estimate | Estimate | P_Estimate | Estimate-Q1 | Q1 | Q1-Q3 | Q3 | Q3-Max | Max
| 1,32E+09 | 0,00 % | 1,32E+09 | 37,50 % | 0,00 % | 1,33E+09 | 26,79 % | 1,75E+09 | 35,71 % | 2,87E+09
Peru | Min | Min-Estimate | Estimate | P_Estimate | Estimate-Q1 | Q1 | Q1-Q3 | Q3 | Q3-Max | Max
| 8,55E+07 | 0,00 % | 8,55E+07 | 83,33 % | 0,00 % | 8,55E+07 | 0,00 % | 1,14E+08 | 16,67 % | 1,14E+08
Philippines | Min | Min-Q1 | Q1 | Q1-Q3 | Q3 | Q3-Estimate | Estimate | P_Estimate | Estimate-Max | Max
| 5,56E+09 | 0,00 % | 5,56E+09 | 7,69 % | 5,97E+09 | 0,00 % | 5,97E+09 | 92,31 % | 0,00 % | 5,97E+09
Portugal | Min | Min-Estimate | Estimate | P_Estimate | Estimate-Q1 | Q1 | Q1-Q3 | Q3 | Q3-Max | Max
| 3,98E+07 | 0,00 % | 3,98E+07 | 85,71 % | 0,00 % | 3,98E+07 | 0,00 % | 4,14E+07 | 14,29 % | 4,14E+07
Romania | Min | Min-Q1 | Q1 | Q1-Q3 | Q3 | Q3-Estimate | Estimate | P_Estimate | Estimate-Max | Max
| 2,03E+09 | 0,00 % | 2,03E+09 | 8,33 % | 2,03E+09 | 0,00 % | 2,03E+09 | 91,67 % | 0,00 % | 2,03E+09
Russian Federation | Min | Min-Q1 | Q1 | Q1-Estimate | Estimate | P_Estimate | Estimate-Q3 | Q3 | Q3-Max | Max
| 3,88E+10 | 30,26 % | 3,91E+10 | 13,17 % | 3,93E+10 | 21,57 % | 6,76 % | 3,95E+10 | 28,24 % | 4,08E+10
Saudi Arabia | Min | Min-Estimate | Estimate | P_Estimate | Estimate-Q1 | Q1 | Q1-Q3 | Q3 | Q3-Max | Max
| 3,60E+08 | 0,00 % | 3,60E+08 | 63,51 % | 0,00 % | 3,63E+08 | 9,46 % | 3,89E+08 | 27,03 % | 3,95E+08
Singapore | Min | Min-Estimate | Estimate | P_Estimate | Estimate-Q1 | Q1 | Q1-Q3 | Q3 | Q3-Max | Max
| 2,40E+09 | 0,00 % | 2,40E+09 | 55,00 % | 0,00 % | 2,42E+09 | 41,67 % | 2,52E+09 | 3,33 % | 2,54E+09
Slovakia | Min | Min-Estimate | Estimate | P_Estimate | Estimate-Q1 | Q1 | Q1-Q3 | Q3 | Q3-Max | Max
| 1,25E+08 | 0,00 % | 1,25E+08 | 50,00 % | 0,00 % | 1,25E+08 | 0,00 % | 1,30E+08 | 50,00 % | 1,30E+08
South Africa | Min | Min-Q1 | Q1 | Q1-Estimate | Estimate | P_Estimate | Estimate-Q3 | Q3 | Q3-Max | Max
| 2,16E+09 | 13,64 % | 2,17E+09 | 0,00 % | 2,19E+09 | 79,55 % | 0,00 % | 2,19E+09 | 6,82 % | 2,19E+09
Spain | Min | Min-Q1 | Q1 | Q1-Estimate | Estimate | P_Estimate | Estimate-Q3 | Q3 | Q3-Max | Max
| 4,04E+09 | 14,79 % | 4,05E+09 | 4,45 % | 4,05E+09 | 30,05 % | 13,99 % | 4,07E+09 | 36,72 % | 4,08E+09
Sweden | Min | Min-Estimate | Estimate | P_Estimate | Estimate-Q1 | Q1 | Q1-Q3 | Q3 | Q3-Max | Max
| 1,14E+10 | 0,00 % | 1,14E+10 | 100,00 % | 0,00E+00 | 1,14E+10 | 0,00E+00 | 1,14E+10 | 0,00 % | 1,14E+10
Switzerland | Min | Min-Estimate | Estimate | P_Estimate | Estimate-Q1 | Q1 | Q1-Q3 | Q3 | Q3-Max | Max
| 1,66E+09 | 0,00 % | 1,66E+09 | 50,00 % | 0,00 % | 1,66E+09 | 0,00 % | 1,71E+09 | 50,00 % | 1,71E+09
Syria | Min | Min-Estimate | Estimate | P_Estimate | Estimate-Q1 | Q1 | Q1-Q3 | Q3 | Q3-Max | Max
| 7,90E+07 | 0,00 % | 7,90E+07 | 100,00 % | 0,00 % | 7,90E+07 | 0,00 % | 7,90E+07 | 0,00 % | 7,90E+07
Taiwan | Min | Min-Q1 | Q1 | Q1-Estimate | Estimate | P_Estimate | Estimate-Q3 | Q3 | Q3-Max | Max
| 1,21E+10 | 23,44 % | 1,21E+10 | 1,56 % | 1,23E+10 | 70,31 % | 0,00 % | 1,23E+10 | 4,69 % | 1,23E+10
Thailand | Min | Min-Estimate | Estimate | P_Estimate | Estimate-Q1 | Q1 | Q1-Q3 | Q3 | Q3-Max | Max
| 2,97E+08 | 0,00 % | 2,97E+08 | 100,00 % | 0,00 % | 2,97E+08 | 0,00 % | 2,97E+08 | 0,00 % | 2,97E+08
Turkey | Min | Min-Q1 | Q1 | Q1-Estimate | Estimate | P_Estimate | Estimate-Q3 | Q3 | Q3-Max | Max
| 7,19E+08 | 23,26 % | 7,36E+08 | 4,12 % | 7,53E+08 | 51,28 % | 17,77 % | 1,16E+09 | 3,57 % | 1,58E+09
Ukraine | Min | Min-Estimate | Estimate | P_Estimate | Estimate-Q1 | Q1 | Q1-Q3 | Q3 | Q3-Max | Max
| 9,54E+09 | 0,00 % | 9,54E+09 | 53,33 % | 0,00 % | 9,54E+09 | 0,00 % | 9,86E+09 | 46,67 % | 9,86E+09
United Kingdom | Min | Min-Q1 | Q1 | Q1-Estimate | Estimate | P_Estimate | Estimate-Q3 | Q3 | Q3-Max | Max
| 1,11E+10 | 6,25 % | 1,11E+10 | 0,00 % | 1,11E+10 | 79,17 % | 12,50 % | 1,11E+10 | 2,08 % | 1,12E+10
United States | Min | Min-Estimate | Estimate | P_Estimate | Estimate-Q1 | Q1 | Q1-Q3 | Q3 | Q3-Max | Max
| 1,04E+11 | 16,00 % | 1,04E+11 | 5,34 % | 31,69 % | 1,05E+11 | 29,17 % | 1,12E+11 | 17,81 % | 1,16E+11
Venezuela | Min | Min-Estimate | Estimate | P_Estimate | Estimate-Q1 | Q1 | Q1-Q3 | Q3 | Q3-Max | Max
| 1,74E+09 | 4,52 % | 1,74E+09 | 18,10 % | 0,00 % | 1,74E+09 | 50,90 % | 2,04E+09 | 26,47 % | 2,41E+09
Vietnam | Min | Min-Q1 | Q1 | Q1-Estimate | Estimate | P_Estimate | Estimate-Q3 | Q3 | Q3-Max | Max
| 2,63E+09 | 8,82 % | 2,63E+09 | 2,94 % | 3,38E+09 | 66,18 % | 0,00 % | 3,38E+09 | 22,06 % | 3,38E+09

## Sensitivity of country-info (hidden)
Countries which have only a single possible value for the estimate are underlined. Sensitivity values and probabilities for values below our estimate are highlighted in green, whereas sensitivity values exceeding our model estimate are pointed out in light red. The table consists of the sensitivity values for the consumption estimates and the corresponding probability values. ‘Min’, ’Q1’, ’Estimate’, ’Q3’ and ‘Max’ represent the sensitivity values of the model estimates for the consumption in m3. ‘Q1’ stands for the first quartile, the point that cuts-off the first, lowest 25% of the sensitivity values. ‘Estimate’ stands for the model estimate based on the methodology explained in this paper. ‘Q3’ stands for the third quartile, which represents the cut-off point for the 75% lowest sensitivity values (equivalently meaning the cut-off for the 25% highest sensitivity values). The remaining entries such as ‘Min-Estimate’ indicate the probability of sensitivity values being within a certain interval of consumption values (here: being from the minimum up to (but below) the estimate). ‘P_Estimate’ corresponds to the probability of obtaining the model estimate. The probabilities for the intervals and the point estimate ‘P_Estimate’ for each country sum up to 1. It is apparent from the table that for the majority of countries, it is more probable that other combinations of generator type and cooling technology lead to a consumption below the estimate of our model. In addition to the results presented in the table, it is also noteworthy that our model estimate in the majority of cases represents the most probable consumption value. The same holds true for the withdrawal estimates. It should be noted that the probability of our model estimate (for consumption and withdrawal) decreases with the amount of possible combinations for the generator type and cooling type. However, as depicted in Supplementary Figure 7 for the case of Germany, this does not mean that the estimate is improbable compared to the remaining sensitivity values.

## Water demand per region (hidden)
Node Name | Countries | Water Consumption (median values), [m3] |  |  | Water Withdrawal (median values), [m3]
|  | 2015 | 2030 | 2050 | 2015 | 2030 | 2050
NO | Norway | 4397901 | 784 | 143583 | 590586744 | 105254 | 20939129
DK | Denmark | 4924215 | 38976 | 34662 | 1144283109 | 1423152 | 34662
SE | Sweden | 68701421 | 930294 | 959997 | 11408101131 | 105867404 | 109247602
FI | Finland | 35049678 | 2930951 | 2679320 | 6333295405 | 419959469 | 304906567
BLT | Baltic: Estonia. Latvia. Lithuania | 26993093 | 1000918 | 23618 | 2135090990 | 27715897 | 23618
PL | Poland | 206840701 | 3008389 | 0 | 3549221661 | 10787132 | 0
IBE | Iberia: Portugal. Spain. Gibraltar | 353774812 | 32036917 | 0 | 4087576715 | 40084578 | 0
FR | France. Monaco. Andorra | 1066969286 | 242332389 | 377511 | 11876136482 | 708463035 | 377511
BNL | Belgium. Netherlands. Luxembourg | 178657913 | 18262160 | 10673852 | 7837579508 | 1644031272 | 1214684409
BRI | Ireland., Great Britain., Isle of Man. Guernsey. Jersey | 340999557 | 36689168 | 28078462 | 11659639724 | 1534260703 | 34926868
DE | Germany | 725674858 | 98137312 | 21723544 | 3044324894 | 441170021 | 27021969
CRS | Czech Republic. Slovakia | 189745606 | 65466980 | 14691860 | 370394651 | 127995421 | 18364826
AUH | Austria. Hungary | 44454405 | 6071456 | 4605603 | 1414964117 | 508697101 | 524117633
BKN-W | Balkan-West: Slovenia. Croatia. Bosnia&Hertzegovina. Serbia. Kosova. Montenegro. Macedonia. Albania | 83853396 | 5116220 | 0 | 2991220503 | 121475916 | 0
BKN-E | Balkan-East: Romania. Bulgaria. Greece | 183512060 | 29549479 | 0 | 5529893415 | 2958070484 | 0
IT | Italy. San Marino. Vatican. Malta | 56161490 | 9969803 | 0 | 3722119042 | 419848478 | 0
CH | Switzerland. Liechtenstein | 57485808 | 213840 | 0 | 1656796994 | 267300 | 0
TR | Turkey. Cyprus | 255536927 | 53597645 | 5945896 | 893221736 | 261893223 | 7396115
UA | Ukraine. Moldova | 262732878 | 105847710 | 0 | 10021269088 | 487408623 | 0
IS | Iceland | 0 | 0 | 0 | 0 | 0 | 0
DZ | Algeria | 6725832 | 387924 | 0 | 8313659 | 478504 | 0
BHQ | Bahrain. Qatar | 55601980 | 18620800 | 0 | 1626314149 | 1138902064 | 0
EG | Egypt | 110985477 | 4009208 | 0 | 11417843177 | 393235000 | 0
IR | Iran | 399514514 | 91310988 | 6937601 | 1310233043 | 1265499814 | 1143801537
IQ | Iraq | 33987502 | 537721 | 24214 | 3051377817 | 33196734 | 24214
IL | Israel | 18643210 | 10743614 | 39753 | 3132624368 | 2121352249 | 39753
JWG | Jordan (incl. West Bank 201 & Gaza Strip = State of Palestine) | 1242032 | 28625 | 0 | 1521001 | 28625 | 0
KW | Kuwait | 44904988 | 3771512 | 0 | 5222091923 | 224829314 | 0
LB | Lebanon | 18748534 | 20045990 | 0 | 23435667 | 29195310 | 0
LY | Libya | 294221 | 52254 | 0 | 294221 | 52254 | 0
MA | Morocco | 40752823 | 11195607 | 23146 | 386020786 | 13719298 | 23146
OM | Oman | 3035403 | 496679 | 0 | 3794723 | 608761 | 0
SA | Saudi Arabia | 75383162 | 5584665 | 106284 | 359812571 | 7687705 | 106284
TN | Tunisia | 3948257 | 319659 | 9329 | 125238277 | 450109 | 9329
AE | United Arab Emirates | 1314121 | 347410 | 0 | 1436184 | 347410 | 0
YE | Yemen | 27463 | 2148948 | 0 | 27463 | 3129764 | 0
SY | Syria | 56334567 | 8386104 | 0 | 78953443 | 10431495 | 0
RU-NW | Russia North-West | 174999139 | 792860 | 3575791 | 3723617812 | 13754973 | 4447935
RU-C | Russia Center | 365984877 | 23533380 | 7202974 | 15080346819 | 2851880923 | 1187553507
RU-S | Russia South | 102390121 | 37588969 | 909959 | 1035339333 | 60972395 | 1131900
RU-V | Russia Volga region | 275806417 | 26772253 | 12935039 | 5140010467 | 234206766 | 18838804
RU-U | Russia Urals | 101870611 | 23320080 | 28562648 | 7938104743 | 97486590 | 41599111
RU-SI | Russia Siberia | 116063614 | 1220435 | 0 | 5178155063 | 17945289 | 0
RU-FE | Russia Far East | 34544302 | 1011757 | 829078 | 1217251021 | 1564552 | 1207482
BY | Belarus | 57177919 | 13882268 | 2652520 | 1703645543 | 88232878 | 3299476
CAU | Armenia. Azerbaijan. Georgia | 26758347 | 462301 | 0 | 655210978 | 7428421 | 0
KZ | Kazakhstan | 121151649 | 10347952 | 0 | 1204886949 | 182341043 | 0
PAM | Tajikistan. Kyrgyzstan | 1221684 | 0 | 3802100 | 151895879 | 0 | 5537441
UZ | Uzbekistan | 85422301 | 2405420 | 562811 | 2305943171 | 263898912 | 64047860
TM | Turkmenistan | 7204801 | 177117 | 0 | 837017515 | 252517 | 0
JP-E | Japan East | 549760331 | 216940248 | 6338906 | 18206076391 | 18683557215 | 721367465
JP-W | Japan West | 608997215 | 127935473 | 3099504 | 13984372486 | 9066605401 | 352723549
KR | South Korea | 327410162 | 124375807 | 41640433 | 29726871960 | 16274478929 | 3762505885
KP | North Korea | 8913050 | 6233025 | 1267699 | 1615584329 | 7710823 | 1576894
CN-NE | China North-East | 314836959 | 59429752 | 24449575 | 3877731230 | 2649439645 | 2541437801
CN-N | China North | 2680337934 | 26660027 | 9587859 | 6503092453 | 51971731 | 11926361
CN-E | China East | 1205780493 | 458374549 | 66201888 | 34554602736 | 19379952978 | 7086917201
CN-C | China Central | 841214448 | 26747229 | 8691577 | 10185849968 | 225902653 | 10811474
CN-S | China South | 1031399213 | 101860847 | 15315797 | 17617587465 | 9185793978 | 2525113772
CN-TB | China Tibet | 0 | 0 | 0 | 0 | 0 | 0
CN-NW | China North-West | 343311092 | 2460556 | 0 | 472306647 | 3066725 | 0
CN-XU | China Uigur region | 72682516 | 508722 | 0 | 125276931 | 636588 | 0
MN | Mongolia | 9625726 | 136378 | 3290101 | 11796035 | 167127 | 4791757
NZ | New Zealand | 22033082 | 452546 | 0 | 29127159 | 632070 | 0
AU-E | Australia East | 317740118 | 21813532 | 0 | 2351421591 | 44634745 | 0
AU-W | Australia West | 60507758 | 6372962 | 0 | 135484010 | 7965249 | 0
ID-PG+NG | Indonesia-Papua. Papua New Guinea | 0 | 0 | 0 | 0 | 0 | 0
ID-SU | Indonesia Sumatra | 17004446 | 400759 | 0 | 1281409277 | 583928 | 0
ID-JV+TL | Indonesia Java. Timor Leste | 125986664 | 17131931 | 6136130 | 13133061822 | 2559170894 | 7632747
ID-KL-SW | Indonesia East | 8177153 | 334027 | 719492 | 1040104105 | 32684937 | 894978
MY-W+SG | Malaysia West. Singapore | 62842381 | 34491551 | 5512893 | 7370845689 | 5969545131 | 627367238
MY-E+BN | Malaysia East. Brunei | 13584340 | 1232799 | 11998 | 426210094 | 265072258 | 11998
PH | Philippines | 31335300 | 10370675 | 1881408 | 5970652959 | 2128032931 | 214104215
MM | Myanmar | 1099208 | 90856 | 124791 | 1474741 | 117868 | 155989
TH | Thailand | 228794954 | 89809352 | 0 | 297316569 | 113144561 | 0
LA | Laos | 0 | 0 | 0 | 0 | 0 | 0
VN | Vietnam | 57463702 | 24212623 | 10576631 | 3378078178 | 4792068493 | 13156297
KH | Cambodia | 355975 | 4 | 417472 | 85333111 | 1041 | 608012
IN-E | India East | 265665662 | 70299777 | 0 | 937515835 | 99724366 | 0
IN-CE | India Central-East | 95434421 | 11679609 | 0 | 484385365 | 34930333 | 0
IN-W | India West | 332514187 | 70607237 | 7989642 | 1239452251 | 294963326 | 9938335
IN-CW | India Central-West | 368394374 | 107473395 | 0 | 1372063249 | 350241437 | 0
IN-N | India North | 1371817 | 2155 | 3849 | 1713645 | 2155 | 3849
IN-NW | India North-West | 318257792 | 61190155 | 22788595 | 1486388814 | 121980571 | 35198689
IN-UP | India Uttar Pradesh | 164861565 | 59151583 | 0 | 2209442972 | 76007521 | 0
IN-S | India South | 182396126 | 51978983 | 17368990 | 232871985 | 71211060 | 28457229
IN-CS | India South Central | 263136334 | 68689823 | 3826102 | 362241990 | 91927913 | 6268659
IN-NE | India North-East | 3147679 | 588977 | 488990 | 4035965 | 746055 | 608256
BD | Bangladesh | 70266996 | 20347789 | 5561251 | 1517613677 | 1849317428 | 811015698
NP+BT | Nepal. Bhutan | 0 | 0 | 0 | 0 | 0 | 0
PK-S | Pakistan South | 98480796 | 5511868 | 2973311 | 140009655 | 6883338 | 3698508
PK-N | Pakistan North | 91514950 | 11919632 | 5682330 | 132373480 | 19310109 | 9309890
AF | Afghanistan | 265 | 3902872 | 0 | 265 | 5684208 | 0
LK | Sri Lanka | 1491991 | 518838 | 526137 | 350156863 | 29252679 | 766274
WW | Senegal. Gambia. Cape Verde Islands. Guinea Bissau. Guinea. Sierra Leone. Liberia. Mali. Mauritania. Western Sahara | 839752 | 8791 | 819983 | 51804292 | 1000359 | 93314031
WS | Ghana. Cote D'Ivoire. Benin. Burkina Faso (Upper Volta). Togo | 16669946 | 472608 | 20904 | 23595065 | 674971 | 20904
WN | Niger. Chad | 0 | 0 | 0 | 0 | 0 | 0
NIG-S | Nigeria South | 20667050 | 8925647 | 55832 | 1312078873 | 149530126 | 55832
NIG-N | Nigeria North | 7496013 | 1547764 | 6572514 | 9714231 | 1933560 | 8215643
SER | Sudan. Eritrea | 9620054 | 229300 | 0 | 30884057 | 282922 | 0
ETH | Ethiopia | 0 | 0 | 0 | 0 | 0 | 0
SOMDJ | Djibouti. Somalia | 1772099 | 0 | 376660 | 2580914 | 0 | 548573
KENUG | Kenya. Uganda | 122708 | 2579 | 5445372 | 150950 | 3176 | 7930729
TZRB | Rwanda. Burundi. Tanzania | 3446283 | 1284254 | 1703713 | 4305865 | 1605317 | 2129641
CAR | Central African Republic. Cameroon. Equatorial Guinea. Sao Tome and Principe. Congo. Republic of (Brazzaville). Gabon | 2738451 | 332 | 6404 | 31103613 | 332 | 6404
COG | Congo. Democratic Republic (Kinshasha) | 0 | 0 | 0 | 0 | 0 | 0
SW | Angola. Namibia. Botswana | 10130818 | 375103 | 133085 | 80206946 | 465042 | 166356
ZAFLS | Republic of South Africa. Lesotho | 350838120 | 27633132 | 0 | 2187960323 | 34133316 | 0
SE | Malawi. Mozambique. Zambia. Zimbabwe. Swaziland | 17078099 | 922 | 36537 | 20922625 | 922 | 36537
IOCE | Comoros Islands. Mauritius. Mayotte. Madagascar. Seychelles | 8245199 | 795 | 1320334 | 10641442 | 975 | 1922956
CAM | Panama. Costa Rica. Nicaragua. Honduras. El Salvador. Guatemala and Belize | 152007572 | 7141262 | 4632478 | 4419438348 | 226423556 | 675569738
CO | Colombia | 25342441 | 6337832 | 7566498 | 965260289 | 86507539 | 9458123
VE | Venezuela. Guyana. French Guiana. Suriname | 94535383 | 4015981 | 0 | 1741784674 | 15784705 | 0
EC | Ecuador | 9006770 | 7647 | 0 | 427086061 | 7647 | 0
PE | Peru | 27247243 | 2542300 | 0 | 85500917 | 3206382 | 0
CSA | Bolivia. Paraguay | 2620947 | 0 | 0 | 3258513 | 0 | 0
BR-S | Brazil South | 28685449 | 7450503 | 0 | 445302728 | 9267698 | 0
BR-SP | Brazil São Paulo | 3755376 | 15124 | 0 | 9761274 | 15124 | 0
BR-SE | Brazil Southeast | 54132477 | 25788500 | 0 | 3083157191 | 1615737511 | 0
BR-N | Brazil North | 11892315 | 5479438 | 0 | 95643606 | 6821367 | 0
BR-NE | Brazil Northeast | 32361323 | 6606812 | 7127 | 80580171 | 31748822 | 7127
AR-NE | Argentina Northeast. Uruguay | 9173974 | 124532 | 0 | 1083309019 | 15962531 | 0
AR-E | Argentina East | 100801228 | 1657011 | 0 | 1741054081 | 31088806 | 44
AR-W | Argentina West | 33941603 | 3376630 | 0 | 776963447 | 5325838 | 0
CL | Chile | 25069583 | 459142 | 0 | 2899039753 | 44930692 | 0
CA-W | Canada West | 62094886 | 3061359 | 4797915 | 4435719742 | 27844793 | 6987763
CA-E | Canada East | 125135085 | 23555290 | 0 | 19227917778 | 3349473622 | 0
US-NENY | US New England & New York | 313369348 | 19868648 | 0 | 6289791726 | 33263993 | 0
US-MA | US Mid-Atlantics | 1291966976 | 217741000 | 45699773 | 11769773862 | 387100823 | 66557902
US-CAR | US Carolinas | 302721200 | 50595585 | 24840290 | 10788646528 | 128783981 | 36177807
US-S | US Southern | 644807618 | 70006565 | 0 | 11031517102 | 142321889 | 0
US-TVA | US TVA | 244473418 | 37012667 | 7004330 | 6088202773 | 80292792 | 8755413
US-MW | US Midwest | 893204489 | 63061456 | 0 | 32723879297 | 774920458 | 0
US-C | US Central | 190227861 | 10221262 | 0 | 6516899800 | 14097380 | 0
US-TX | US Texas | 417649224 | 34641344 | 18114829 | 12739550188 | 2308741078 | 22533080
US-SW | US Southwest | 227801514 | 9566629 | 0 | 1056697380 | 12086140 | 0
US-NW | US Northwest | 262489352 | 7417513 | 0 | 919880282 | 13278961 | 0
US-CA | US California | 261456373 | 10750100 | 0 | 1046643228 | 45959754 | 0
US-AK | US Alaska | 3909574 | 117810 | 157678 | 5481155 | 146544 | 196136
US-HI | US Hawaii | 5736571 | 976964 | 1858663 | 7554103 | 1197240 | 2706988
US-GU | US Gulf | 315828256 | 22774246 | 0 | 3226055624 | 255510227 | 0
MX-NW | Mexico Northwest | 56359109 | 1058063 | 2909184 | 340804406 | 12084576 | 3618741
MX-N | Mexico North | 110936098 | 42091953 | 0 | 783611948 | 52228462 | 0
MX-C | Mexico Center | 68677281 | 3639779 | 0 | 410433159 | 4459013 | 0
MX-S | Mexico South | 176345809 | 21199099 | 0 | 2084530066 | 857660221 | 0

## Water demand per region-info (hidden)
The table shows the values of water consumption and water withdrawal for the 145 regions of the LUT Energy System Transition model. The values are presented in cubic meters and are median values for each specific region. The numbers highlighted in red show the values that belong to the global ten highest water demand in the specific category. The underlined numbers in red represent the highest values of all countries in each category in 2015. The values for the years 2030 and 2050 represent the outcome of the modelling based on the ‘Best Policies Scenario’.